## Sheet1
ifc_N1 | ifc_N2 | ifc_N3 | ifc_N4 | ifc_N5 | ifc_N6 | ifc_N7 | ifc_N8 | Enum_ENU | Enum_BRA | Classes_IFC | Rvt_Cat_01 | Rvt_Cat_02 | Rvt_Cat_03 | Rvt_Cat_04 | Rvt_Cat_05 | Rvt_Cat_06 | Rvt_Cat_07 | Rvt_Cat_08 | Rvt_Cat_09 | Rvt_Cat_10
ifcObjectDefinition | ifcObject | ifcProduct | ifcElement | ifcDistributionElement | ifcDistributionControlElement | ifcActuator |  | ELECTRICACTUATOR | atuador elétrico | máquinas - dispositivos atuadores | OST_MechanicalControlDevices
ifcObjectDefinition | ifcObject | ifcProduct | ifcElement | ifcDistributionElement | ifcDistributionControlElement | ifcActuator |  | HANDOPERATEDACTUATOR | atuador manual | máquinas - dispositivos atuadores | OST_MechanicalControlDevices
ifcObjectDefinition | ifcObject | ifcProduct | ifcElement | ifcDistributionElement | ifcDistributionControlElement | ifcActuator |  | HYDRAULICACTUATOR | atuador hidráulico | máquinas - dispositivos atuadores | OST_MechanicalControlDevices
ifcObjectDefinition | ifcObject | ifcProduct | ifcElement | ifcDistributionElement | ifcDistributionControlElement | ifcActuator |  | PNEUMATICACTUATOR | atuador pneumático | máquinas - dispositivos atuadores | OST_MechanicalControlDevices
ifcObjectDefinition | ifcObject | ifcProduct | ifcElement | ifcDistributionElement | ifcDistributionControlElement | ifcActuator |  | THERMOSTATICACTUATOR | atuador termostato | máquinas - dispositivos atuadores | OST_MechanicalControlDevices
ifcObjectDefinition | ifcObject | ifcProduct | ifcElement | ifcDistributionElement | ifcDistributionControlElement | ifcActuator |  | USERDEFINED | definido pelo usuário | máquinas - dispositivos atuadores | OST_MechanicalControlDevices
ifcObjectDefinition | ifcObject | ifcProduct | ifcElement | ifcDistributionElement | ifcDistributionControlElement | ifcActuator |  | NOTDEFINED | não definido | máquinas - dispositivos atuadores | OST_MechanicalControlDevices
ifcObjectDefinition | ifcObject | ifcProduct | ifcElement | ifcDistributionElement | ifcDistributionControlElement | ifcAIarm |  | Enum_ENU | Enum_BRA | Classes_IFC
ifcObjectDefinition | ifcObject | ifcProduct | ifcElement | ifcDistributionElement | ifcDistributionControlElement | ifcAIarm |  | BELL | campainha | seguridade e incêncio - alarmes | OST_SecurityDevices
ifcObjectDefinition | ifcObject | ifcProduct | ifcElement | ifcDistributionElement | ifcDistributionControlElement | ifcAIarm |  | BREAKGLASSBUTTON | alarme com botão de acionamento | seguridade e incêncio - alarmes | OST_SecurityDevices
ifcObjectDefinition | ifcObject | ifcProduct | ifcElement | ifcDistributionElement | ifcDistributionControlElement | ifcAIarm |  | LIGHT | alarme lumínico | seguridade e incêncio - alarmes | OST_SecurityDevices
ifcObjectDefinition | ifcObject | ifcProduct | ifcElement | ifcDistributionElement | ifcDistributionControlElement | ifcAIarm |  | MANUALPULLBOX | alarme manual | seguridade e incêncio - alarmes | OST_SecurityDevices
ifcObjectDefinition | ifcObject | ifcProduct | ifcElement | ifcDistributionElement | ifcDistributionControlElement | ifcAIarm |  | SIREN | sirene | seguridade e incêncio - alarmes | OST_SecurityDevices
ifcObjectDefinition | ifcObject | ifcProduct | ifcElement | ifcDistributionElement | ifcDistributionControlElement | ifcAIarm |  | WHISTLE | apito | seguridade e incêncio - alarmes | OST_SecurityDevices
ifcObjectDefinition | ifcObject | ifcProduct | ifcElement | ifcDistributionElement | ifcDistributionControlElement | ifcAIarm |  | USERDEFINED | definido pelo usuário | seguridade e incêncio - alarmes | OST_SecurityDevices
ifcObjectDefinition | ifcObject | ifcProduct | ifcElement | ifcDistributionElement | ifcDistributionControlElement | ifcAIarm |  | NOTDEFINED | não definido | seguridade e incêncio - alarmes | OST_SecurityDevices
ifcObjectDefinition | ifcObject | ifcProduct | ifcElement | ifcDistributionElement | ifcDistributionFlowElement | ifcFlowTerminal | ifcAirTerminaI | Enum_ENU | Enum_BRA | Classes_IFC
ifcObjectDefinition | ifcObject | ifcProduct | ifcElement | ifcDistributionElement | ifcDistributionFlowElement | ifcFlowTerminal | ifcAirTerminaI | DIFFUSER | difussor de ar | HVAC - terminal de AC | OST_DuctTerminal
ifcObjectDefinition | ifcObject | ifcProduct | ifcElement | ifcDistributionElement | ifcDistributionFlowElement | ifcFlowTerminal | ifcAirTerminaI | GRILLE | grelha de ar | HVAC - terminal de AC | OST_DuctTerminal
ifcObjectDefinition | ifcObject | ifcProduct | ifcElement | ifcDistributionElement | ifcDistributionFlowElement | ifcFlowTerminal | ifcAirTerminaI | LOUVRE | veneziana de HVAC | HVAC - terminal de AC | OST_DuctTerminal
ifcObjectDefinition | ifcObject | ifcProduct | ifcElement | ifcDistributionElement | ifcDistributionFlowElement | ifcFlowTerminal | ifcAirTerminaI | REGISTER | registro | HVAC - terminal de AC | OST_DuctTerminal
ifcObjectDefinition | ifcObject | ifcProduct | ifcElement | ifcDistributionElement | ifcDistributionFlowElement | ifcFlowTerminal | ifcAirTerminaI | USERDEFINED | definido pelo usuário | HVAC - terminal de AC | OST_DuctTerminal
ifcObjectDefinition | ifcObject | ifcProduct | ifcElement | ifcDistributionElement | ifcDistributionFlowElement | ifcFlowTerminal | ifcAirTerminaI | NOTDEFINED | não definido | HVAC - terminal de AC | OST_DuctTerminal
ifcObjectDefinition | ifcObject | ifcProduct | ifcElement | ifcDistributionElement | ifcDistributionFlowElement | ifcFlowController | ifcAirTerminaIBox | Enum_ENU | Enum_BRA | Classes_IFC
ifcObjectDefinition | ifcObject | ifcProduct | ifcElement | ifcDistributionElement | ifcDistributionFlowElement | ifcFlowController | ifcAirTerminaIBox | CONSTANTFLOW | caixa com fluxo constante | HVAC - terminal de AC | OST_DuctTerminal
ifcObjectDefinition | ifcObject | ifcProduct | ifcElement | ifcDistributionElement | ifcDistributionFlowElement | ifcFlowController | ifcAirTerminaIBox | VARIABLEFLOWPRESSUREDEPENDANT | caixa VAV com controle dependente de pressão | HVAC - terminal de AC | OST_DuctTerminal
ifcObjectDefinition | ifcObject | ifcProduct | ifcElement | ifcDistributionElement | ifcDistributionFlowElement | ifcFlowController | ifcAirTerminaIBox | VARIABLEFLOWPRESSUREINDEPENDANT | caixa VAV com controle independente de pressão | HVAC - terminal de AC | OST_DuctTerminal
ifcObjectDefinition | ifcObject | ifcProduct | ifcElement | ifcDistributionElement | ifcDistributionFlowElement | ifcFlowController | ifcAirTerminaIBox | USERDEFINED | definido pelo usuário | HVAC - terminal de AC | OST_DuctTerminal
ifcObjectDefinition | ifcObject | ifcProduct | ifcElement | ifcDistributionElement | ifcDistributionFlowElement | ifcFlowController | ifcAirTerminaIBox | NOTDEFINED | não definido | HVAC - terminal de AC | OST_DuctTerminal
ifcObjectDefinition | ifcObject | ifcProduct | ifcElement | ifcDistributionElement | ifcDistributionFlowElement | ifcEnergyConversionDevice | ifcAirToAirHeatRecovery | Enum_ENU | Enum_BRA | Classes_IFC
ifcObjectDefinition | ifcObject | ifcProduct | ifcElement | ifcDistributionElement | ifcDistributionFlowElement | ifcEnergyConversionDevice | ifcAirToAirHeatRecovery | FIXEDPLATECOUNTERFLOWEXCHANGER | trocador de calor de contrafluxo ar-ar | HVAC - recuperador de calor | OST_MechanicalEquipment
ifcObjectDefinition | ifcObject | ifcProduct | ifcElement | ifcDistributionElement | ifcDistributionFlowElement | ifcEnergyConversionDevice | ifcAirToAirHeatRecovery | FIXEDPLATECROSSFLOWEXCHANGER | trocador de calor de fluxo ar-ar | HVAC - recuperador de calor | OST_MechanicalEquipment
ifcObjectDefinition | ifcObject | ifcProduct | ifcElement | ifcDistributionElement | ifcDistributionFlowElement | ifcEnergyConversionDevice | ifcAirToAirHeatRecovery | FIXEDPLATEPARALLELFLOWEXCHANGER | trocadores de calor tipo tubo de calor | HVAC - recuperador de calor | OST_MechanicalEquipment
ifcObjectDefinition | ifcObject | ifcProduct | ifcElement | ifcDistributionElement | ifcDistributionFlowElement | ifcEnergyConversionDevice | ifcAirToAirHeatRecovery | HEATPIPE | tubo de calor | HVAC - recuperador de calor | OST_MechanicalEquipment
ifcObjectDefinition | ifcObject | ifcProduct | ifcElement | ifcDistributionElement | ifcDistributionFlowElement | ifcEnergyConversionDevice | ifcAirToAirHeatRecovery | ROTARYWHEEL | recuperador de calor rotativo | HVAC - recuperador de calor | OST_MechanicalEquipment
ifcObjectDefinition | ifcObject | ifcProduct | ifcElement | ifcDistributionElement | ifcDistributionFlowElement | ifcEnergyConversionDevice | ifcAirToAirHeatRecovery | RUNAROUNDCOILLOOP | trocador de calor de feixe tubular | HVAC - recuperador de calor | OST_MechanicalEquipment
ifcObjectDefinition | ifcObject | ifcProduct | ifcElement | ifcDistributionElement | ifcDistributionFlowElement | ifcEnergyConversionDevice | ifcAirToAirHeatRecovery | THERMOSIPHONCOILTYPEHEATEXCHANGERS | trocador de calor assistido por termossifão | HVAC - recuperador de calor | OST_MechanicalEquipment
ifcObjectDefinition | ifcObject | ifcProduct | ifcElement | ifcDistributionElement | ifcDistributionFlowElement | ifcEnergyConversionDevice | ifcAirToAirHeatRecovery | THERMOSIPHONSEALEDTUBEHEATEXCHANGERS | trocador de calor hermético assistido por termossifão | HVAC - recuperador de calor | OST_MechanicalEquipment
ifcObjectDefinition | ifcObject | ifcProduct | ifcElement | ifcDistributionElement | ifcDistributionFlowElement | ifcEnergyConversionDevice | ifcAirToAirHeatRecovery | TWINTOWERENTHALPYRECOVERYLOOPS | trocador de calor entálpico | HVAC - recuperador de calor | OST_MechanicalEquipment
ifcObjectDefinition | ifcObject | ifcProduct | ifcElement | ifcDistributionElement | ifcDistributionFlowElement | ifcEnergyConversionDevice | ifcAirToAirHeatRecovery | USERDEFINED | definido pelo usuário | HVAC - recuperador de calor | OST_MechanicalEquipment
ifcObjectDefinition | ifcObject | ifcProduct | ifcElement | ifcDistributionElement | ifcDistributionFlowElement | ifcEnergyConversionDevice | ifcAirToAirHeatRecovery | NOTDEFINED | não definido | HVAC - recuperador de calor | OST_MechanicalEquipment
ifcObjectDefinition | ifcObject | ifcProduct | ifcElement | ifcDistributionElement | ifcDistributionFlowElement | ifcFlowTerminal | ifcAudioVisuaIAppIiance | Enum_ENU | Enum_BRA | Classes_IFC
ifcObjectDefinition | ifcObject | ifcProduct | ifcElement | ifcDistributionElement | ifcDistributionFlowElement | ifcFlowTerminal | ifcAudioVisuaIAppIiance | AMPLIFIER | amplificador | telecom - dispositivo audiovisual | OST_AudioVisualDevices
ifcObjectDefinition | ifcObject | ifcProduct | ifcElement | ifcDistributionElement | ifcDistributionFlowElement | ifcFlowTerminal | ifcAudioVisuaIAppIiance | CAMERA | câmera | telecom - dispositivo audiovisual | OST_AudioVisualDevices
ifcObjectDefinition | ifcObject | ifcProduct | ifcElement | ifcDistributionElement | ifcDistributionFlowElement | ifcFlowTerminal | ifcAudioVisuaIAppIiance | DISPLAY | monitor | telecom - dispositivo audiovisual | OST_AudioVisualDevices
ifcObjectDefinition | ifcObject | ifcProduct | ifcElement | ifcDistributionElement | ifcDistributionFlowElement | ifcFlowTerminal | ifcAudioVisuaIAppIiance | MICROPHONE | microfone | telecom - dispositivo audiovisual | OST_AudioVisualDevices
ifcObjectDefinition | ifcObject | ifcProduct | ifcElement | ifcDistributionElement | ifcDistributionFlowElement | ifcFlowTerminal | ifcAudioVisuaIAppIiance | PLAYER | consola | telecom - dispositivo audiovisual | OST_AudioVisualDevices
ifcObjectDefinition | ifcObject | ifcProduct | ifcElement | ifcDistributionElement | ifcDistributionFlowElement | ifcFlowTerminal | ifcAudioVisuaIAppIiance | PROJECTOR | projetor | telecom - dispositivo audiovisual | OST_AudioVisualDevices
ifcObjectDefinition | ifcObject | ifcProduct | ifcElement | ifcDistributionElement | ifcDistributionFlowElement | ifcFlowTerminal | ifcAudioVisuaIAppIiance | RECEIVER | receptor | telecom - dispositivo audiovisual | OST_AudioVisualDevices
ifcObjectDefinition | ifcObject | ifcProduct | ifcElement | ifcDistributionElement | ifcDistributionFlowElement | ifcFlowTerminal | ifcAudioVisuaIAppIiance | SPEAKER | parlante | telecom - dispositivo audiovisual | OST_AudioVisualDevices
ifcObjectDefinition | ifcObject | ifcProduct | ifcElement | ifcDistributionElement | ifcDistributionFlowElement | ifcFlowTerminal | ifcAudioVisuaIAppIiance | SWITCHER | equalizador | telecom - dispositivo audiovisual | OST_AudioVisualDevices
ifcObjectDefinition | ifcObject | ifcProduct | ifcElement | ifcDistributionElement | ifcDistributionFlowElement | ifcFlowTerminal | ifcAudioVisuaIAppIiance | TELEPHONE | telefone | telecom - dispositivo audiovisual | OST_TelephoneDevices
ifcObjectDefinition | ifcObject | ifcProduct | ifcElement | ifcDistributionElement | ifcDistributionFlowElement | ifcFlowTerminal | ifcAudioVisuaIAppIiance | TUNER | tuner | telecom - dispositivo audiovisual | OST_AudioVisualDevices
ifcObjectDefinition | ifcObject | ifcProduct | ifcElement | ifcDistributionElement | ifcDistributionFlowElement | ifcFlowTerminal | ifcAudioVisuaIAppIiance | USERDEFINED | definido pelo usuário | telecom - dispositivo audiovisual | OST_AudioVisualDevices
ifcObjectDefinition | ifcObject | ifcProduct | ifcElement | ifcDistributionElement | ifcDistributionFlowElement | ifcFlowTerminal | ifcAudioVisuaIAppIiance | NOTDEFINED | não definido | telecom - dispositivo audiovisual | OST_AudioVisualDevices
ifcObjectDefinition | ifcObject | ifcProduct | ifcElement | ifcBuildingElement | ifcBeam |  |  | Enum_ENU | Enum_BRA | Classes_IFC
ifcObjectDefinition | ifcObject | ifcProduct | ifcElement | ifcBuildingElement | ifcBeam |  |  | BEAM | viga | estrutura - vigas | OST_StructuralFraming
ifcObjectDefinition | ifcObject | ifcProduct | ifcElement | ifcBuildingElement | ifcBeam |  |  | HOLLOWCORE | viga seção tubular | estrutura - vigas | OST_StructuralFraming
ifcObjectDefinition | ifcObject | ifcProduct | ifcElement | ifcBuildingElement | ifcBeam |  |  | JOIST | viga secundária | estrutura - vigas | OST_StructuralFraming
ifcObjectDefinition | ifcObject | ifcProduct | ifcElement | ifcBuildingElement | ifcBeam |  |  | LINTEL | verga | estrutura - vigas | OST_StructuralFraming
ifcObjectDefinition | ifcObject | ifcProduct | ifcElement | ifcBuildingElement | ifcBeam |  |  | SPANDREL | viga perimetral | estrutura - vigas | OST_StructuralFraming
ifcObjectDefinition | ifcObject | ifcProduct | ifcElement | ifcBuildingElement | ifcBeam |  |  | T BEAM | vigaT | estrutura - vigas | OST_StructuralFraming
ifcObjectDefinition | ifcObject | ifcProduct | ifcElement | ifcBuildingElement | ifcBeam |  |  | USERDEFINED | definido pelo usuário | estrutura - vigas | OST_StructuralFraming
ifcObjectDefinition | ifcObject | ifcProduct | ifcElement | ifcBuildingElement | ifcBeam |  |  | NOTDEFINED | não definido | estrutura - vigas | OST_StructuralFraming
ifcObjectDefinition | ifcObject | ifcProduct | ifcElement | ifcDistributionElement | ifcDistributionFlowElement | ifcEnergyConversionDevice | ifcBoiIer | Enum_ENU | Enum_BRA | Classes_IFC
ifcObjectDefinition | ifcObject | ifcProduct | ifcElement | ifcDistributionElement | ifcDistributionFlowElement | ifcEnergyConversionDevice | ifcBoiIer | STEAM | boiler vapor alta pressão | HVAC - boiler | OST_MechanicalEquipment
ifcObjectDefinition | ifcObject | ifcProduct | ifcElement | ifcDistributionElement | ifcDistributionFlowElement | ifcEnergyConversionDevice | ifcBoiIer | WATER | boiler de água | HVAC - boiler | OST_MechanicalEquipment
ifcObjectDefinition | ifcObject | ifcProduct | ifcElement | ifcDistributionElement | ifcDistributionFlowElement | ifcEnergyConversionDevice | ifcBoiIer | USERDEFINED | definido pelo usuário | HVAC - boiler | OST_MechanicalEquipment
ifcObjectDefinition | ifcObject | ifcProduct | ifcElement | ifcDistributionElement | ifcDistributionFlowElement | ifcEnergyConversionDevice | ifcBoiIer | NOTDEFINED | não definido | HVAC - boiler | OST_MechanicalEquipment
ifcObjectDefinition | ifcObject | ifcProduct | ifcElement | ifcBuildingElementComponent | ifcBuiIdingEIementPart |  |  | Enum_ENU | Enum_BRA | Classes_IFC
ifcObjectDefinition | ifcObject | ifcProduct | ifcElement | ifcBuildingElementComponent | ifcBuiIdingEIementPart |  |  | INSULATION | componente de isolamento | edifício - componente | OST_WallsInsulation
ifcObjectDefinition | ifcObject | ifcProduct | ifcElement | ifcBuildingElementComponent | ifcBuiIdingEIementPart |  |  | PRECASTPANEL | componente prefabricado | edifício - componente
ifcObjectDefinition | ifcObject | ifcProduct | ifcElement | ifcBuildingElementComponent | ifcBuiIdingEIementPart |  |  | USERDEFINED | definido pelo usuário | edifício - componente
ifcObjectDefinition | ifcObject | ifcProduct | ifcElement | ifcBuildingElementComponent | ifcBuiIdingEIementPart |  |  | NOTDEFINED | não definido | edifício - componente
ifcObjectDefinition | ifcObject | ifcProduct | ifcElement | ifcBuildingElement | ifcBuildingElement | ifcBuiIdingEIementProxy |  | Enum_ENU | Enum_BRA | Classes_IFC
ifcObjectDefinition | ifcObject | ifcProduct | ifcElement | ifcBuildingElement | ifcBuildingElement | ifcBuiIdingEIementProxy |  | PROVISIONFORSPACE | previsão de espaço | proxy | OST_Rooms | OST_MEPSpaces | OST_MEPSpacesReference | OST_MEPSpaceInteriorFill | OST_AnalyticSpaces
ifcObjectDefinition | ifcObject | ifcProduct | ifcElement | ifcBuildingElement | ifcBuildingElement | ifcBuiIdingEIementProxy |  | PROVISIONFORVOID | previsão de vazio | proxy | OST_Rooms | OST_MEPSpaces | OST_MEPSpacesReference | OST_MEPSpaceInteriorFill | OST_AnalyticSpaces
ifcObjectDefinition | ifcObject | ifcProduct | ifcElement | ifcBuildingElement | ifcBuildingElement | ifcBuiIdingEIementProxy |  | USERDEFINED | definido pelo usuário | proxy | OST_Rooms | OST_MEPSpaces | OST_MEPSpacesReference | OST_MEPSpaceInteriorFill | OST_AnalyticSpaces
ifcObjectDefinition | ifcObject | ifcProduct | ifcElement | ifcBuildingElement | ifcBuildingElement | ifcBuiIdingEIementProxy |  | NOTDEFINED | não definido | proxy | OST_Rooms | OST_MEPSpaces | OST_MEPSpacesReference | OST_MEPSpaceInteriorFill | OST_AnalyticSpaces
ifcObjectDefinition | ifcObject | ifcGroup | ifcSystem | ifcBuiIdingSystem |  |  |  | Enum_ENU | Enum_BRA | Classes_IFC
ifcObjectDefinition | ifcObject | ifcGroup | ifcSystem | ifcBuiIdingSystem |  |  |  | FENESTRATION | aberturas | edifício - sistemas | OST_WindowsOpeningCut
ifcObjectDefinition | ifcObject | ifcGroup | ifcSystem | ifcBuiIdingSystem |  |  |  | FOUNDATION | fundações | edifício - sistemas | OST_StructuralFramingOpening
ifcObjectDefinition | ifcObject | ifcGroup | ifcSystem | ifcBuiIdingSystem |  |  |  | LOADBEARING | estrutura | edifício - sistemas | OST_BridgeBearings | OST_Loads | OST_LoadCases
ifcObjectDefinition | ifcObject | ifcGroup | ifcSystem | ifcBuiIdingSystem |  |  |  | OUTERSHELL | envoltória | edifício - sistemas | OST_MassExteriorWall | OST_MassGlazing | OST_MassRoof
ifcObjectDefinition | ifcObject | ifcGroup | ifcSystem | ifcBuiIdingSystem |  |  |  | SHADING | sobreamento | edifício - sistemas | OST_Curtain_Systems | OST_CurtainWallPanels | OST_CurtainWallMullions | OST_MassShade
ifcObjectDefinition | ifcObject | ifcGroup | ifcSystem | ifcBuiIdingSystem |  |  |  | TRANSPORT | transporte | edifício - sistemas
ifcObjectDefinition | ifcObject | ifcGroup | ifcSystem | ifcBuiIdingSystem |  |  |  | USERDEFINED | definido pelo usuário | edifício - sistemas
ifcObjectDefinition | ifcObject | ifcGroup | ifcSystem | ifcBuiIdingSystem |  |  |  | NOTDEFINED | não definido | edifício - sistemas
ifcObjectDefinition | ifcObject | ifcProduct | ifcElement | ifcDistributionElement | ifcDistributionFlowElement | ifcEnergyConversionDevice | ifcBurner | Enum_ENU | Enum_BRA | Classes_IFC
ifcObjectDefinition | ifcObject | ifcProduct | ifcElement | ifcDistributionElement | ifcDistributionFlowElement | ifcEnergyConversionDevice | ifcBurner | USERDEFINED | definido pelo usuário | HVAC - queimadores | OST_MechanicalEquipment
ifcObjectDefinition | ifcObject | ifcProduct | ifcElement | ifcDistributionElement | ifcDistributionFlowElement | ifcEnergyConversionDevice | ifcBurner | NOTDEFINED | não definido | HVAC - queimadores | OST_MechanicalEquipment
ifcObjectDefinition | ifcObject | ifcProduct | ifcElement | ifcDistributionElement | ifcDistributionFlowElement | ifcFlowFitting | ifcCabIeCarrierFitting | Enum_ENU | Enum_BRA | Classes_IFC
ifcObjectDefinition | ifcObject | ifcProduct | ifcElement | ifcDistributionElement | ifcDistributionFlowElement | ifcFlowFitting | ifcCabIeCarrierFitting | BEND | curva | suportes fiação - conexões | OST_ConduitFitting
ifcObjectDefinition | ifcObject | ifcProduct | ifcElement | ifcDistributionElement | ifcDistributionFlowElement | ifcFlowFitting | ifcCabIeCarrierFitting | CROSS | cruzeta | suportes fiação - conexões | OST_ConduitFitting
ifcObjectDefinition | ifcObject | ifcProduct | ifcElement | ifcDistributionElement | ifcDistributionFlowElement | ifcFlowFitting | ifcCabIeCarrierFitting | REDUCER | redução | suportes fiação - conexões | OST_ConduitFitting
ifcObjectDefinition | ifcObject | ifcProduct | ifcElement | ifcDistributionElement | ifcDistributionFlowElement | ifcFlowFitting | ifcCabIeCarrierFitting | TEE | tê | suportes fiação - conexões | OST_ConduitFitting
ifcObjectDefinition | ifcObject | ifcProduct | ifcElement | ifcDistributionElement | ifcDistributionFlowElement | ifcFlowFitting | ifcCabIeCarrierFitting | USERDEFINED | definido pelo usuário | suportes fiação - conexões | OST_ConduitFitting
ifcObjectDefinition | ifcObject | ifcProduct | ifcElement | ifcDistributionElement | ifcDistributionFlowElement | ifcFlowFitting | ifcCabIeCarrierFitting | NOTDEFINED | não definido | suportes fiação - conexões | OST_ConduitFitting
ifcObjectDefinition | ifcObject | ifcProduct | ifcElement | ifcDistributionElement | ifcDistributionFlowElement | ifcFlowSegment | ifcCabIeCarrierSegment | Enum_ENU | Enum_BRA | Classes_IFC
ifcObjectDefinition | ifcObject | ifcProduct | ifcElement | ifcDistributionElement | ifcDistributionFlowElement | ifcFlowSegment | ifcCabIeCarrierSegment | CABLELADDERSEGMENT | calhas aramadas | suportes fiação - segmentos | OST_CableTrayRun
ifcObjectDefinition | ifcObject | ifcProduct | ifcElement | ifcDistributionElement | ifcDistributionFlowElement | ifcFlowSegment | ifcCabIeCarrierSegment | CABLETRAYSEGMENT | leitos para cabos | suportes fiação - segmentos | OST_CableTrayRun
ifcObjectDefinition | ifcObject | ifcProduct | ifcElement | ifcDistributionElement | ifcDistributionFlowElement | ifcFlowSegment | ifcCabIeCarrierSegment | CABLETRUNKINGSEGMENT | eletrocalha | suportes fiação - segmentos | OST_CableTrayRun
ifcObjectDefinition | ifcObject | ifcProduct | ifcElement | ifcDistributionElement | ifcDistributionFlowElement | ifcFlowSegment | ifcCabIeCarrierSegment | CONDUITSEGMENT | conduite | suportes fiação - segmentos | OST_ConduitRun
ifcObjectDefinition | ifcObject | ifcProduct | ifcElement | ifcDistributionElement | ifcDistributionFlowElement | ifcFlowSegment | ifcCabIeCarrierSegment | USERDEFINED | definido pelo usuário | suportes fiação - segmentos | OST_ConduitRun
ifcObjectDefinition | ifcObject | ifcProduct | ifcElement | ifcDistributionElement | ifcDistributionFlowElement | ifcFlowSegment | ifcCabIeCarrierSegment | NOTDEFINED | não definido | suportes fiação - segmentos | OST_ConduitRun
ifcObjectDefinition | ifcObject | ifcProduct | ifcElement | ifcDistributionElement | ifcDistributionFlowElement | ifcFlowFitting | ifcCabIeFitting | Enum_ENU | Enum_BRA | Classes_IFC
ifcObjectDefinition | ifcObject | ifcProduct | ifcElement | ifcDistributionElement | ifcDistributionFlowElement | ifcFlowFitting | ifcCabIeFitting | CONNECTOR | conector | fiação - conexões | OST_ConduitFitting
ifcObjectDefinition | ifcObject | ifcProduct | ifcElement | ifcDistributionElement | ifcDistributionFlowElement | ifcFlowFitting | ifcCabIeFitting | ENTRY | entrada | fiação - conexões | OST_ConduitFitting
ifcObjectDefinition | ifcObject | ifcProduct | ifcElement | ifcDistributionElement | ifcDistributionFlowElement | ifcFlowFitting | ifcCabIeFitting | EXIT | saída | fiação - conexões | OST_ConduitFitting
ifcObjectDefinition | ifcObject | ifcProduct | ifcElement | ifcDistributionElement | ifcDistributionFlowElement | ifcFlowFitting | ifcCabIeFitting | JUNCTION | junção | fiação - conexões | OST_ConduitFitting
ifcObjectDefinition | ifcObject | ifcProduct | ifcElement | ifcDistributionElement | ifcDistributionFlowElement | ifcFlowFitting | ifcCabIeFitting | TRANSITION | transição | fiação - conexões | OST_ConduitFitting
ifcObjectDefinition | ifcObject | ifcProduct | ifcElement | ifcDistributionElement | ifcDistributionFlowElement | ifcFlowFitting | ifcCabIeFitting | USERDEFINED | definido pelo usuário | fiação - conexões | OST_ConduitFitting
ifcObjectDefinition | ifcObject | ifcProduct | ifcElement | ifcDistributionElement | ifcDistributionFlowElement | ifcFlowFitting | ifcCabIeFitting | NOTDEFINED | não definido | fiação - conexões | OST_ConduitFitting
ifcObjectDefinition | ifcObject | ifcProduct | ifcElement | ifcDistributionElement | ifcDistributionFlowElement | ifcFlowSegment | ifcCabIeSegment | Enum_ENU | Enum_BRA | Classes_IFC
ifcObjectDefinition | ifcObject | ifcProduct | ifcElement | ifcDistributionElement | ifcDistributionFlowElement | ifcFlowSegment | ifcCabIeSegment | BUSBARSEGMENT | barramento | fiação - segmentos | OST_Conduit
ifcObjectDefinition | ifcObject | ifcProduct | ifcElement | ifcDistributionElement | ifcDistributionFlowElement | ifcFlowSegment | ifcCabIeSegment | CABLESEGMENT | cabo | fiação - segmentos | OST_Conduit
ifcObjectDefinition | ifcObject | ifcProduct | ifcElement | ifcDistributionElement | ifcDistributionFlowElement | ifcFlowSegment | ifcCabIeSegment | CONDUCTORSEGMENT | condutor | fiação - segmentos | OST_Conduit
ifcObjectDefinition | ifcObject | ifcProduct | ifcElement | ifcDistributionElement | ifcDistributionFlowElement | ifcFlowSegment | ifcCabIeSegment | CORESEGMENT | núcleo do condutor | fiação - segmentos | OST_Conduit
ifcObjectDefinition | ifcObject | ifcProduct | ifcElement | ifcDistributionElement | ifcDistributionFlowElement | ifcFlowSegment | ifcCabIeSegment | USERDEFINED | definido pelo usuário | fiação - segmentos | OST_Conduit
ifcObjectDefinition | ifcObject | ifcProduct | ifcElement | ifcDistributionElement | ifcDistributionFlowElement | ifcFlowSegment | ifcCabIeSegment | NOTDEFINED | não definido | fiação - segmentos | OST_Conduit
ifcObjectDefinition | ifcObject | ifcProduct | ifcElement | ifcDistributionElement | ifcDistributionFlowElement | ifcEnergyConversionDevice | ifcChiIIer | Enum_ENU | Enum_BRA | Classes_IFC
ifcObjectDefinition | ifcObject | ifcProduct | ifcElement | ifcDistributionElement | ifcDistributionFlowElement | ifcEnergyConversionDevice | ifcChiIIer | AIRCOOLED | ar de resfriamento | HVAC - resfriamento - chillers | OST_MechanicalEquipment
ifcObjectDefinition | ifcObject | ifcProduct | ifcElement | ifcDistributionElement | ifcDistributionFlowElement | ifcEnergyConversionDevice | ifcChiIIer | HEATRECOVERY | retorno | HVAC - resfriamento - chillers | OST_MechanicalEquipment
ifcObjectDefinition | ifcObject | ifcProduct | ifcElement | ifcDistributionElement | ifcDistributionFlowElement | ifcEnergyConversionDevice | ifcChiIIer | WATERCOOLED | água de resfriamento | HVAC - resfriamento - chillers | OST_MechanicalEquipment
ifcObjectDefinition | ifcObject | ifcProduct | ifcElement | ifcDistributionElement | ifcDistributionFlowElement | ifcEnergyConversionDevice | ifcChiIIer | USERDEFINED | definido pelo usuário | HVAC - resfriamento - chillers | OST_MechanicalEquipment
ifcObjectDefinition | ifcObject | ifcProduct | ifcElement | ifcDistributionElement | ifcDistributionFlowElement | ifcEnergyConversionDevice | ifcChiIIer | NOTDEFINED | não definido | HVAC - resfriamento - chillers | OST_MechanicalEquipment
ifcObjectDefinition | ifcObject | ifcProduct | ifcElement | ifcBuildingElement | ifcChimney |  |  | Enum_ENU | Enum_BRA | Classes_IFC
ifcObjectDefinition | ifcObject | ifcProduct | ifcElement | ifcBuildingElement | ifcChimney |  |  | USERDEFINED | definido pelo usuário | HVAC - chaminês | OST_MechanicalEquipment
ifcObjectDefinition | ifcObject | ifcProduct | ifcElement | ifcBuildingElement | ifcChimney |  |  | NOTDEFINED | não definido | HVAC - chaminês | OST_MechanicalEquipment
ifcObjectDefinition | ifcObject | ifcProduct | ifcElement | ifcDistributionElement | ifcDistributionFlowElement | ifcEnergyConversionDevice | ifcCoiI | Enum_ENU | Enum_BRA | Classes_IFC
ifcObjectDefinition | ifcObject | ifcProduct | ifcElement | ifcDistributionElement | ifcDistributionFlowElement | ifcEnergyConversionDevice | ifcCoiI | DXCOOLINGCOIL | DX | HVAC - serpentinas | OST_MechanicalEquipment
ifcObjectDefinition | ifcObject | ifcProduct | ifcElement | ifcDistributionElement | ifcDistributionFlowElement | ifcEnergyConversionDevice | ifcCoiI | ELECTRICHEATINGCOIL | resistência elétrica | HVAC - serpentinas | OST_MechanicalEquipment
ifcObjectDefinition | ifcObject | ifcProduct | ifcElement | ifcDistributionElement | ifcDistributionFlowElement | ifcEnergyConversionDevice | ifcCoiI | GASHEATINGCOIL | serpentina de gás | HVAC - serpentinas | OST_MechanicalEquipment
ifcObjectDefinition | ifcObject | ifcProduct | ifcElement | ifcDistributionElement | ifcDistributionFlowElement | ifcEnergyConversionDevice | ifcCoiI | HYDRONICCOIL | serpentina de água | HVAC - serpentinas | OST_MechanicalEquipment
ifcObjectDefinition | ifcObject | ifcProduct | ifcElement | ifcDistributionElement | ifcDistributionFlowElement | ifcEnergyConversionDevice | ifcCoiI | STEAMHEATINGCOIL | serpentina de vapor | HVAC - serpentinas | OST_MechanicalEquipment
ifcObjectDefinition | ifcObject | ifcProduct | ifcElement | ifcDistributionElement | ifcDistributionFlowElement | ifcEnergyConversionDevice | ifcCoiI | WATERCOOLINGCOIL | serpentina de água fria | HVAC - serpentinas | OST_MechanicalEquipment
ifcObjectDefinition | ifcObject | ifcProduct | ifcElement | ifcDistributionElement | ifcDistributionFlowElement | ifcEnergyConversionDevice | ifcCoiI | WATERHEATINGCOIL | serpentina de água quente | HVAC - serpentinas | OST_MechanicalEquipment
ifcObjectDefinition | ifcObject | ifcProduct | ifcElement | ifcDistributionElement | ifcDistributionFlowElement | ifcEnergyConversionDevice | ifcCoiI | USERDEFINED | definido pelo usuário | HVAC - serpentinas | OST_MechanicalEquipment
ifcObjectDefinition | ifcObject | ifcProduct | ifcElement | ifcDistributionElement | ifcDistributionFlowElement | ifcEnergyConversionDevice | ifcCoiI | NOTDEFINED | não definido | HVAC - serpentinas | OST_MechanicalEquipment
ifcObjectDefinition | ifcObject | ifcProduct | ifcElement | ifcBuildingElement | ifcCoIumn | ifcCoIumnStandardCase |  | Enum_ENU | Enum_BRA | Classes_IFC
ifcObjectDefinition | ifcObject | ifcProduct | ifcElement | ifcBuildingElement | ifcCoIumn | ifcCoIumnStandardCase |  | USERDEFINED | definido pelo usuário | estrutura - colunas | OST_StructuralColumns
ifcObjectDefinition | ifcObject | ifcProduct | ifcElement | ifcBuildingElement | ifcCoIumn | ifcCoIumnStandardCase |  | NOTDEFINED | não definido | estrutura - colunas | OST_StructuralColumns
ifcObjectDefinition | ifcObject | ifcProduct | ifcElement | ifcBuildingElement | ifcCoIumn |  |  | Enum_ENU | Enum_BRA | Classes_IFC
ifcObjectDefinition | ifcObject | ifcProduct | ifcElement | ifcBuildingElement | ifcCoIumn |  |  | COLUMN | coluna | arquitetura - colunas | OST_Columns
ifcObjectDefinition | ifcObject | ifcProduct | ifcElement | ifcBuildingElement | ifcCoIumn |  |  | PILASTER | pilar | estrutura - colunas | OST_StructuralColumns
ifcObjectDefinition | ifcObject | ifcProduct | ifcElement | ifcBuildingElement | ifcCoIumn |  |  | USERDEFINED | definido pelo usuário | estrutura - colunas | OST_StructuralColumns
ifcObjectDefinition | ifcObject | ifcProduct | ifcElement | ifcBuildingElement | ifcCoIumn |  |  | NOTDEFINED | não definido | estrutura - colunas | OST_StructuralColumns
ifcObjectDefinition | ifcObject | ifcProduct | ifcElement | ifcDistributionElement | ifcDistributionFlowElement | ifcFlowTerminal | ifcCommunicationsAppIiance | Enum_ENU | Enum_BRA | Classes_IFC
ifcObjectDefinition | ifcObject | ifcProduct | ifcElement | ifcDistributionElement | ifcDistributionFlowElement | ifcFlowTerminal | ifcCommunicationsAppIiance | ANTENNA | antena | telecom - aparelhos | OST_CommunicationDevices | OST_DataDevices
ifcObjectDefinition | ifcObject | ifcProduct | ifcElement | ifcDistributionElement | ifcDistributionFlowElement | ifcFlowTerminal | ifcCommunicationsAppIiance | COMPUTER | computador | telecom - aparelhos | OST_DataDevices
ifcObjectDefinition | ifcObject | ifcProduct | ifcElement | ifcDistributionElement | ifcDistributionFlowElement | ifcFlowTerminal | ifcCommunicationsAppIiance | FAX | fax | telecom - aparelhos | OST_CommunicationDevices
ifcObjectDefinition | ifcObject | ifcProduct | ifcElement | ifcDistributionElement | ifcDistributionFlowElement | ifcFlowTerminal | ifcCommunicationsAppIiance | GATEWAY | porta de saida | telecom - aparelhos | OST_CommunicationDevices | OST_DataDevices
ifcObjectDefinition | ifcObject | ifcProduct | ifcElement | ifcDistributionElement | ifcDistributionFlowElement | ifcFlowTerminal | ifcCommunicationsAppIiance | MODEM | modem | telecom - aparelhos | OST_DataDevices | OST_TelephoneDevices
ifcObjectDefinition | ifcObject | ifcProduct | ifcElement | ifcDistributionElement | ifcDistributionFlowElement | ifcFlowTerminal | ifcCommunicationsAppIiance | NETWORKAPPLIANCE | rede | telecom - aparelhos | OST_DataDevices
ifcObjectDefinition | ifcObject | ifcProduct | ifcElement | ifcDistributionElement | ifcDistributionFlowElement | ifcFlowTerminal | ifcCommunicationsAppIiance | NETWORKBRIDGE | switch de rede | telecom - aparelhos | OST_DataDevices
ifcObjectDefinition | ifcObject | ifcProduct | ifcElement | ifcDistributionElement | ifcDistributionFlowElement | ifcFlowTerminal | ifcCommunicationsAppIiance | NETWORKHUB | hub de rede | telecom - aparelhos | OST_DataDevices
ifcObjectDefinition | ifcObject | ifcProduct | ifcElement | ifcDistributionElement | ifcDistributionFlowElement | ifcFlowTerminal | ifcCommunicationsAppIiance | PRINTER | impressora | telecom - aparelhos | OST_DataDevices
ifcObjectDefinition | ifcObject | ifcProduct | ifcElement | ifcDistributionElement | ifcDistributionFlowElement | ifcFlowTerminal | ifcCommunicationsAppIiance | REPEATER | repetidor | telecom - aparelhos | OST_CommunicationDevices
ifcObjectDefinition | ifcObject | ifcProduct | ifcElement | ifcDistributionElement | ifcDistributionFlowElement | ifcFlowTerminal | ifcCommunicationsAppIiance | ROUTER | roteador | telecom - aparelhos | OST_DataDevices
ifcObjectDefinition | ifcObject | ifcProduct | ifcElement | ifcDistributionElement | ifcDistributionFlowElement | ifcFlowTerminal | ifcCommunicationsAppIiance | SCANNER | escaner | telecom - aparelhos | OST_DataDevices
ifcObjectDefinition | ifcObject | ifcProduct | ifcElement | ifcDistributionElement | ifcDistributionFlowElement | ifcFlowTerminal | ifcCommunicationsAppIiance | USERDEFINED | definido pelo usuário | telecom - aparelhos | OST_CommunicationDevices | OST_DataDevices
ifcObjectDefinition | ifcObject | ifcProduct | ifcElement | ifcDistributionElement | ifcDistributionFlowElement | ifcFlowTerminal | ifcCommunicationsAppIiance | NOTDEFINED | não definido | telecom - aparelhos | OST_CommunicationDevices | OST_DataDevices
ifcObjectDefinition | ifcObject | ifcProduct | ifcElement | ifcDistributionElement | ifcDistributionFlowElement | ifcFlowMovingDevice | ifcCompressor | Enum_ENU | Enum_BRA | Classes_IFC
ifcObjectDefinition | ifcObject | ifcProduct | ifcElement | ifcDistributionElement | ifcDistributionFlowElement | ifcFlowMovingDevice | ifcCompressor | BOOSTER | compressor booster | HVAC - compressores | OST_MechanicalEquipment
ifcObjectDefinition | ifcObject | ifcProduct | ifcElement | ifcDistributionElement | ifcDistributionFlowElement | ifcFlowMovingDevice | ifcCompressor | DYNAMIC | compressor dinámico | HVAC - compressores | OST_MechanicalEquipment
ifcObjectDefinition | ifcObject | ifcProduct | ifcElement | ifcDistributionElement | ifcDistributionFlowElement | ifcFlowMovingDevice | ifcCompressor | HERMETIC | compressor hermético | HVAC - compressores | OST_MechanicalEquipment
ifcObjectDefinition | ifcObject | ifcProduct | ifcElement | ifcDistributionElement | ifcDistributionFlowElement | ifcFlowMovingDevice | ifcCompressor | OPENTYPE | compressor aberto | HVAC - compressores | OST_MechanicalEquipment
ifcObjectDefinition | ifcObject | ifcProduct | ifcElement | ifcDistributionElement | ifcDistributionFlowElement | ifcFlowMovingDevice | ifcCompressor | RECIPROCATING | compressor recíproco | HVAC - compressores | OST_MechanicalEquipment
ifcObjectDefinition | ifcObject | ifcProduct | ifcElement | ifcDistributionElement | ifcDistributionFlowElement | ifcFlowMovingDevice | ifcCompressor | ROLLINGPISTON | compressor de pistão | HVAC - compressores | OST_MechanicalEquipment
ifcObjectDefinition | ifcObject | ifcProduct | ifcElement | ifcDistributionElement | ifcDistributionFlowElement | ifcFlowMovingDevice | ifcCompressor | ROTARY | compressor rotativo | HVAC - compressores | OST_MechanicalEquipment
ifcObjectDefinition | ifcObject | ifcProduct | ifcElement | ifcDistributionElement | ifcDistributionFlowElement | ifcFlowMovingDevice | ifcCompressor | ROTARYVANE | compressor aberto de palheta rotativa | HVAC - compressores | OST_MechanicalEquipment
ifcObjectDefinition | ifcObject | ifcProduct | ifcElement | ifcDistributionElement | ifcDistributionFlowElement | ifcFlowMovingDevice | ifcCompressor | SCROLL | compressor scroll para refrigeração | HVAC - compressores | OST_MechanicalEquipment
ifcObjectDefinition | ifcObject | ifcProduct | ifcElement | ifcDistributionElement | ifcDistributionFlowElement | ifcFlowMovingDevice | ifcCompressor | SEMIHERMETIC | compressor semihemético | HVAC - compressores | OST_MechanicalEquipment
ifcObjectDefinition | ifcObject | ifcProduct | ifcElement | ifcDistributionElement | ifcDistributionFlowElement | ifcFlowMovingDevice | ifcCompressor | SINGLESCREW | compressor de parafuso | HVAC - compressores | OST_MechanicalEquipment
ifcObjectDefinition | ifcObject | ifcProduct | ifcElement | ifcDistributionElement | ifcDistributionFlowElement | ifcFlowMovingDevice | ifcCompressor | SINGLESTAGE | compressor estágio único | HVAC - compressores | OST_MechanicalEquipment
ifcObjectDefinition | ifcObject | ifcProduct | ifcElement | ifcDistributionElement | ifcDistributionFlowElement | ifcFlowMovingDevice | ifcCompressor | TROCHOIDAL | compressor troncoidal | HVAC - compressores | OST_MechanicalEquipment
ifcObjectDefinition | ifcObject | ifcProduct | ifcElement | ifcDistributionElement | ifcDistributionFlowElement | ifcFlowMovingDevice | ifcCompressor | TWINSCREW | compressor de parafuso duplo | HVAC - compressores | OST_MechanicalEquipment
ifcObjectDefinition | ifcObject | ifcProduct | ifcElement | ifcDistributionElement | ifcDistributionFlowElement | ifcFlowMovingDevice | ifcCompressor | WELDEDSHELLHERMETIC | compressor selado hemeticamente | HVAC - compressores | OST_MechanicalEquipment
ifcObjectDefinition | ifcObject | ifcProduct | ifcElement | ifcDistributionElement | ifcDistributionFlowElement | ifcFlowMovingDevice | ifcCompressor | USERDEFINED | definido pelo usuário | HVAC - compressores | OST_MechanicalEquipment
ifcObjectDefinition | ifcObject | ifcProduct | ifcElement | ifcDistributionElement | ifcDistributionFlowElement | ifcFlowMovingDevice | ifcCompressor | NOTDEFINED | não definido | HVAC - compressores | OST_MechanicalEquipment
ifcObjectDefinition | ifcObject | ifcProduct | ifcElement | ifcDistributionElement | ifcDistributionFlowElement | ifcEnergyConversionDevice | ifcCondenser | Enum_ENU | Enum_BRA | Classes_IFC
ifcObjectDefinition | ifcObject | ifcProduct | ifcElement | ifcDistributionElement | ifcDistributionFlowElement | ifcEnergyConversionDevice | ifcCondenser | AIRCOOLED | condensador de ar ACC | HVAC - condensadores | OST_MechanicalEquipment
ifcObjectDefinition | ifcObject | ifcProduct | ifcElement | ifcDistributionElement | ifcDistributionFlowElement | ifcEnergyConversionDevice | ifcCondenser | EVAPORATIVECOOLED | condensador evaporativo | HVAC - condensadores | OST_MechanicalEquipment
ifcObjectDefinition | ifcObject | ifcProduct | ifcElement | ifcDistributionElement | ifcDistributionFlowElement | ifcEnergyConversionDevice | ifcCondenser | WATERCOOLED | condensador de água | HVAC - condensadores | OST_MechanicalEquipment
ifcObjectDefinition | ifcObject | ifcProduct | ifcElement | ifcDistributionElement | ifcDistributionFlowElement | ifcEnergyConversionDevice | ifcCondenser | WATERCOOLEDBRAZEDPLATE | painel condensador de água | HVAC - condensadores | OST_MechanicalEquipment
ifcObjectDefinition | ifcObject | ifcProduct | ifcElement | ifcDistributionElement | ifcDistributionFlowElement | ifcEnergyConversionDevice | ifcCondenser | WATERCOOLEDSHELLCOIL | condensador de serpentina | HVAC - condensadores | OST_MechanicalEquipment
ifcObjectDefinition | ifcObject | ifcProduct | ifcElement | ifcDistributionElement | ifcDistributionFlowElement | ifcEnergyConversionDevice | ifcCondenser | WATERCOOLEDSHELLTUBE | condensador de casco e tubo | HVAC - condensadores | OST_MechanicalEquipment
ifcObjectDefinition | ifcObject | ifcProduct | ifcElement | ifcDistributionElement | ifcDistributionFlowElement | ifcEnergyConversionDevice | ifcCondenser | WATERCOOLEDTUBEINTUBE | condensador de casco e tubo circuito duplo | HVAC - condensadores | OST_MechanicalEquipment
ifcObjectDefinition | ifcObject | ifcProduct | ifcElement | ifcDistributionElement | ifcDistributionFlowElement | ifcEnergyConversionDevice | ifcCondenser | USERDEFINED | definido pelo usuário | HVAC - condensadores | OST_MechanicalEquipment
ifcObjectDefinition | ifcObject | ifcProduct | ifcElement | ifcDistributionElement | ifcDistributionFlowElement | ifcEnergyConversionDevice | ifcCondenser | NOTDEFINED | não definido | HVAC - condensadores | OST_MechanicalEquipment
ifcObjectDefinition | ifcObject | ifcProduct | ifcElement | ifcDistributionElement | ifcDistributionControlElement | ifcControIIer |  | Enum_ENU | Enum_BRA | Classes_IFC
ifcObjectDefinition | ifcObject | ifcProduct | ifcElement | ifcDistributionElement | ifcDistributionControlElement | ifcControIIer |  | FLOATING | retorno contínuo | telecom - controladores | OST_CommunicationDevices
ifcObjectDefinition | ifcObject | ifcProduct | ifcElement | ifcDistributionElement | ifcDistributionControlElement | ifcControIIer |  | MULTIPOSITION | retornos discretizado | telecom - controladores | OST_CommunicationDevices
ifcObjectDefinition | ifcObject | ifcProduct | ifcElement | ifcDistributionElement | ifcDistributionControlElement | ifcControIIer |  | PROGRAMMABLE | programável (DDC) | telecom - controladores | OST_CommunicationDevices
ifcObjectDefinition | ifcObject | ifcProduct | ifcElement | ifcDistributionElement | ifcDistributionControlElement | ifcControIIer |  | PROPORTIONAL | proporcional | telecom - controladores | OST_CommunicationDevices
ifcObjectDefinition | ifcObject | ifcProduct | ifcElement | ifcDistributionElement | ifcDistributionControlElement | ifcControIIer |  | TWOPOSITION | on/off | telecom - controladores | OST_CommunicationDevices
ifcObjectDefinition | ifcObject | ifcProduct | ifcElement | ifcDistributionElement | ifcDistributionControlElement | ifcControIIer |  | USERDEFINED | definido pelo usuário | telecom - controladores | OST_CommunicationDevices
ifcObjectDefinition | ifcObject | ifcProduct | ifcElement | ifcDistributionElement | ifcDistributionControlElement | ifcControIIer |  | NOTDEFINED | não definido | telecom - controladores | OST_CommunicationDevices
ifcObjectDefinition | ifcObject | ifcProduct | ifcElement | ifcDistributionElement | ifcDistributionFlowElement | ifcEnergyConversionDevice | ifcCooIedBeam | Enum_ENU | Enum_BRA | Classes_IFC
ifcObjectDefinition | ifcObject | ifcProduct | ifcElement | ifcDistributionElement | ifcDistributionFlowElement | ifcEnergyConversionDevice | ifcCooIedBeam | ACTIVE | ativo | HVAC - sistema resfriamento | OST_MechanicalEquipment
ifcObjectDefinition | ifcObject | ifcProduct | ifcElement | ifcDistributionElement | ifcDistributionFlowElement | ifcEnergyConversionDevice | ifcCooIedBeam | PASSIVE | passivo | HVAC - sistema resfriamento | OST_MechanicalEquipment
ifcObjectDefinition | ifcObject | ifcProduct | ifcElement | ifcDistributionElement | ifcDistributionFlowElement | ifcEnergyConversionDevice | ifcCooIedBeam | USERDEFINED | definido pelo usuário | HVAC - sistema resfriamento | OST_MechanicalEquipment
ifcObjectDefinition | ifcObject | ifcProduct | ifcElement | ifcDistributionElement | ifcDistributionFlowElement | ifcEnergyConversionDevice | ifcCooIedBeam | NOTDEFINED | não definido | HVAC - sistema resfriamento | OST_MechanicalEquipment
ifcObjectDefinition | ifcObject | ifcProduct | ifcElement | ifcDistributionElement | ifcDistributionFlowElement | ifcEnergyConversionDevice | ifcCooIingTower | Enum_ENU | Enum_BRA | Classes_IFC
ifcObjectDefinition | ifcObject | ifcProduct | ifcElement | ifcDistributionElement | ifcDistributionFlowElement | ifcEnergyConversionDevice | ifcCooIingTower | MECHANICALFORCEDDRAFT | torre resfriamento tiragem forçada | HVAC - torres de resfriamento | OST_MechanicalEquipment
ifcObjectDefinition | ifcObject | ifcProduct | ifcElement | ifcDistributionElement | ifcDistributionFlowElement | ifcEnergyConversionDevice | ifcCooIingTower | MECHANICALINDUCEDDRAFT | torre resfriamento tiragem induzida | HVAC - torres de resfriamento | OST_MechanicalEquipment
ifcObjectDefinition | ifcObject | ifcProduct | ifcElement | ifcDistributionElement | ifcDistributionFlowElement | ifcEnergyConversionDevice | ifcCooIingTower | NATURALDRAFT | torre resfriamento tiragem natural | HVAC - torres de resfriamento | OST_MechanicalEquipment
ifcObjectDefinition | ifcObject | ifcProduct | ifcElement | ifcDistributionElement | ifcDistributionFlowElement | ifcEnergyConversionDevice | ifcCooIingTower | USERDEFINED | definido pelo usuário | HVAC - torres de resfriamento | OST_MechanicalEquipment
ifcObjectDefinition | ifcObject | ifcProduct | ifcElement | ifcDistributionElement | ifcDistributionFlowElement | ifcEnergyConversionDevice | ifcCooIingTower | NOTDEFINED | não definido | HVAC - torres de resfriamento | OST_MechanicalEquipment
ifcObjectDefinition | ifcObject | ifcProduct | ifcElement | ifcBuildingElement | ifcCovering |  |  | Enum_ENU | Enum_BRA | Classes_IFC
ifcObjectDefinition | ifcObject | ifcProduct | ifcElement | ifcBuildingElement | ifcCovering |  |  | CEILING | forros | edifício - acabamentos | OST_CeilingsFinish1 | OST_CeilingsFinish2
ifcObjectDefinition | ifcObject | ifcProduct | ifcElement | ifcBuildingElement | ifcCovering |  |  | CLADDING | revestimento | edifício - acabamentos | OST_WallsFinish1 | OST_WallsFinish2
ifcObjectDefinition | ifcObject | ifcProduct | ifcElement | ifcBuildingElement | ifcCovering |  |  | FLOORING | pisos | edifício - acabamentos | OST_FloorsFinish1 | OST_FloorsFinish2
ifcObjectDefinition | ifcObject | ifcProduct | ifcElement | ifcBuildingElement | ifcCovering |  |  | INSULATION | isolamentos | edifício - acabamentos | OST_FloorsInsulation | OST_WallsInsulation | OST_CeilingsInsulation | OST_RoofsInsulation | OST_PipeInsulations | OST_DuctInsulations | OST_WireInsulations | OST_FabricationDuctworkInsulation | OST_PipeFittingInsulation | OST_DuctCurvesInsulation
ifcObjectDefinition | ifcObject | ifcProduct | ifcElement | ifcBuildingElement | ifcCovering |  |  | MEMBRANE | membranas | edifício - acabamentos | OST_FloorsSubstrate | OST_WallsSubstrate | OST_CeilingsSubstrate | OST_RoofsSubstrate
ifcObjectDefinition | ifcObject | ifcProduct | ifcElement | ifcBuildingElement | ifcCovering |  |  | MOLDING | sancas | edifício - acabamentos | OST_Cornices | OST_Reveals
ifcObjectDefinition | ifcObject | ifcProduct | ifcElement | ifcBuildingElement | ifcCovering |  |  | ROOFING | cobertura | edifício - acabamentos | OST_RoofsFinish1 | OST_RoofsFinish2
ifcObjectDefinition | ifcObject | ifcProduct | ifcElement | ifcBuildingElement | ifcCovering |  |  | SKIRTINGBOARD | rodapés e sancas | edifício - acabamentos | OST_Cornices | OST_Reveals
ifcObjectDefinition | ifcObject | ifcProduct | ifcElement | ifcBuildingElement | ifcCovering |  |  | SLEEVING | cabeamentos | edifício - acabamentos | OST_PipeInsulations | OST_DuctInsulations | OST_WireInsulations | OST_FabricationDuctworkInsulation | OST_PipeFittingInsulation | OST_DuctCurvesInsulation
ifcObjectDefinition | ifcObject | ifcProduct | ifcElement | ifcBuildingElement | ifcCovering |  |  | WRAPPING | envoltoria | edifício - acabamentos | OST_FloorsFinish1 | OST_FloorsFinish2 | OST_WallsFinish1 | OST_WallsFinish2 | OST_RoofsFinish1 | OST_RoofsFinish2
ifcObjectDefinition | ifcObject | ifcProduct | ifcElement | ifcBuildingElement | ifcCovering |  |  | USERDEFINED | definido pelo usuário | edifício - acabamentos
ifcObjectDefinition | ifcObject | ifcProduct | ifcElement | ifcBuildingElement | ifcCovering |  |  | NOTDEFINED | não definido | edifício - acabamentos
ifcObjectDefinition | ifcObject | ifcProduct | ifcElement | ifcBuildingElement | ifcCurtainWaII |  |  | Enum_ENU | Enum_BRA | Classes_IFC
ifcObjectDefinition | ifcObject | ifcProduct | ifcElement | ifcBuildingElement | ifcCurtainWaII |  |  | USERDEFINED | definido pelo usuário | envoltória - sistema de fachada | OST_Curtain_Systems | OST_CurtainGrids | OST_CurtainWallMullions | OST_CurtainWallPanels
ifcObjectDefinition | ifcObject | ifcProduct | ifcElement | ifcBuildingElement | ifcCurtainWaII |  |  | NOTDEFINED | não definido | envoltória - sistema de fachada | OST_Curtain_Systems | OST_CurtainGrids | OST_CurtainWallMullions | OST_CurtainWallPanels
ifcObjectDefinition | ifcObject | ifcProduct | ifcElement | ifcDistributionElement | ifcDistributionFlowElement | ifcFlowController | ifcDamper | Enum_ENU | Enum_BRA | Classes_IFC
ifcObjectDefinition | ifcObject | ifcProduct | ifcElement | ifcDistributionElement | ifcDistributionFlowElement | ifcFlowController | ifcDamper | BACKDRAFTDAMPER | damper de sob pressão DSP | dutos - dampers | OST_MechanicalEquipment
ifcObjectDefinition | ifcObject | ifcProduct | ifcElement | ifcDistributionElement | ifcDistributionFlowElement | ifcFlowController | ifcDamper | BALANCINGDAMPER | damper de control de vazão de ar | dutos - dampers | OST_MechanicalEquipment
ifcObjectDefinition | ifcObject | ifcProduct | ifcElement | ifcDistributionElement | ifcDistributionFlowElement | ifcFlowController | ifcDamper | BLASTDAMPER | damper de explosão | dutos - dampers | OST_MechanicalEquipment
ifcObjectDefinition | ifcObject | ifcProduct | ifcElement | ifcDistributionElement | ifcDistributionFlowElement | ifcFlowController | ifcDamper | CONTROLDAMPER | damper de control | dutos - dampers | OST_MechanicalEquipment
ifcObjectDefinition | ifcObject | ifcProduct | ifcElement | ifcDistributionElement | ifcDistributionFlowElement | ifcFlowController | ifcDamper | FIREDAMPER | damper corta-fogo | dutos - dampers | OST_MechanicalEquipment
ifcObjectDefinition | ifcObject | ifcProduct | ifcElement | ifcDistributionElement | ifcDistributionFlowElement | ifcFlowController | ifcDamper | FIRE-SMOKEDAMPER | damper corta-fogofumaça | dutos - dampers | OST_MechanicalEquipment
ifcObjectDefinition | ifcObject | ifcProduct | ifcElement | ifcDistributionElement | ifcDistributionFlowElement | ifcFlowController | ifcDamper | FUMEHOODEXHAUST | damper de extaustão de fumaça | dutos - dampers | OST_MechanicalEquipment
ifcObjectDefinition | ifcObject | ifcProduct | ifcElement | ifcDistributionElement | ifcDistributionFlowElement | ifcFlowController | ifcDamper | GRAVITYDAMPER | damper de gravidade | dutos - dampers | OST_MechanicalEquipment
ifcObjectDefinition | ifcObject | ifcProduct | ifcElement | ifcDistributionElement | ifcDistributionFlowElement | ifcFlowController | ifcDamper | GRAVITYRELIEFDAMPER | damper de alívio | dutos - dampers | OST_MechanicalEquipment
ifcObjectDefinition | ifcObject | ifcProduct | ifcElement | ifcDistributionElement | ifcDistributionFlowElement | ifcFlowController | ifcDamper | RELIEFDAMPER | damper de alívio | dutos - dampers | OST_MechanicalEquipment
ifcObjectDefinition | ifcObject | ifcProduct | ifcElement | ifcDistributionElement | ifcDistributionFlowElement | ifcFlowController | ifcDamper | SMOKEDAMPER | damper de fumaça | dutos - dampers | OST_MechanicalEquipment
ifcObjectDefinition | ifcObject | ifcProduct | ifcElement | ifcDistributionElement | ifcDistributionFlowElement | ifcFlowController | ifcDamper | USERDEFINED | definido pelo usuário | dutos - dampers | OST_MechanicalEquipment
ifcObjectDefinition | ifcObject | ifcProduct | ifcElement | ifcDistributionElement | ifcDistributionFlowElement | ifcFlowController | ifcDamper | NOTDEFINED | não definido | dutos - dampers | OST_MechanicalEquipment
ifcObjectDefinition | ifcObject | ifcProduct | ifcElement | ifcBuildingElementComponent | ifcDiscreteAccessory |  |  | Enum_ENU | Enum_BRA | Classes_IFC
ifcObjectDefinition | ifcObject | ifcProduct | ifcElement | ifcBuildingElementComponent | ifcDiscreteAccessory |  |  | ANCHORPLATE | placa de ancoragem | estrutura - complementos | OST_StructConnectionPlates
ifcObjectDefinition | ifcObject | ifcProduct | ifcElement | ifcBuildingElementComponent | ifcDiscreteAccessory |  |  | BRACKET | suporte | estrutura - complementos | OST_DuctAccessory
ifcObjectDefinition | ifcObject | ifcProduct | ifcElement | ifcBuildingElementComponent | ifcDiscreteAccessory |  |  | SHOE | pedestal | estrutura - complementos | OST_StructConnectionPlates
ifcObjectDefinition | ifcObject | ifcProduct | ifcElement | ifcBuildingElementComponent | ifcDiscreteAccessory |  |  | USERDEFINED | definido pelo usuário | estrutura - complementos
ifcObjectDefinition | ifcObject | ifcProduct | ifcElement | ifcBuildingElementComponent | ifcDiscreteAccessory |  |  | NOTDEFINED | não definido | estrutura - complementos
ifcObjectDefinition | ifcObject | ifcProduct | ifcElement | ifcDistributionElement | ifcDistributionFlowElement | ifcDistributionChamberEIement |  | Enum_ENU | Enum_BRA | Classes_IFC
ifcObjectDefinition | ifcObject | ifcProduct | ifcElement | ifcDistributionElement | ifcDistributionFlowElement | ifcDistributionChamberEIement |  | FORMEDDUCT | duto | infraestrutura - sanitária | OST_Duct
ifcObjectDefinition | ifcObject | ifcProduct | ifcElement | ifcDistributionElement | ifcDistributionFlowElement | ifcDistributionChamberEIement |  | INSPECTIONCHAMBER | câmara de inspeção | infraestrutura - sanitária | OST_PipeConnections
ifcObjectDefinition | ifcObject | ifcProduct | ifcElement | ifcDistributionElement | ifcDistributionFlowElement | ifcDistributionChamberEIement |  | INSPECTIONPIT | poço de inspeção | infraestrutura - sanitária | OST_PipeConnections
ifcObjectDefinition | ifcObject | ifcProduct | ifcElement | ifcDistributionElement | ifcDistributionFlowElement | ifcDistributionChamberEIement |  | MANHOLE | bueiro | infraestrutura - sanitária | OST_PipeConnections
ifcObjectDefinition | ifcObject | ifcProduct | ifcElement | ifcDistributionElement | ifcDistributionFlowElement | ifcDistributionChamberEIement |  | METERCHAMBER | câmara | infraestrutura - sanitária | OST_PipeConnections
ifcObjectDefinition | ifcObject | ifcProduct | ifcElement | ifcDistributionElement | ifcDistributionFlowElement | ifcDistributionChamberEIement |  | SUMP | sumidouro | infraestrutura - sanitária | OST_PipeConnections
ifcObjectDefinition | ifcObject | ifcProduct | ifcElement | ifcDistributionElement | ifcDistributionFlowElement | ifcDistributionChamberEIement |  | TRENCH | trincheira | infraestrutura - sanitária | OST_PipeConnections
ifcObjectDefinition | ifcObject | ifcProduct | ifcElement | ifcDistributionElement | ifcDistributionFlowElement | ifcDistributionChamberEIement |  | VALVECHAMBER | câmara de válvulas | infraestrutura - sanitária | OST_PipeConnections
ifcObjectDefinition | ifcObject | ifcProduct | ifcElement | ifcDistributionElement | ifcDistributionFlowElement | ifcDistributionChamberEIement |  | USERDEFINED | definido pelo usuário | infraestrutura - sanitária | OST_PipeConnections
ifcObjectDefinition | ifcObject | ifcProduct | ifcElement | ifcDistributionElement | ifcDistributionFlowElement | ifcDistributionChamberEIement |  | NOTDEFINED | não definido | infraestrutura - sanitária | OST_PipeConnections
ifcObjectDefinition | ifcObject | ifcProduct | ifcElement | ifcElementAssemby |  |  |  | Enum_ENU | Enum_BRA | Classes_IFC
ifcObjectDefinition | ifcObject | ifcProduct | ifcElement | ifcElementAssemby |  |  |  | ACCESSORY_ASSEMBLY | acessório de ligações | estrutura - conjuntos | OST_StructConnections
ifcObjectDefinition | ifcObject | ifcProduct | ifcElement | ifcElementAssemby |  |  |  | ARCH | arco | estrutura - conjuntos | OST_StructuralFraming
ifcObjectDefinition | ifcObject | ifcProduct | ifcElement | ifcElementAssemby |  |  |  | BEAM_GRID | sistema de vigas | estrutura - conjuntos | OST_StructuralFramingSystem
ifcObjectDefinition | ifcObject | ifcProduct | ifcElement | ifcElementAssemby |  |  |  | BRACED_FRAME | pórtico rígido contraventado | estrutura - conjuntos | OST_StructuralFraming
ifcObjectDefinition | ifcObject | ifcProduct | ifcElement | ifcElementAssemby |  |  |  | GIRDER | viga | estrutura - conjuntos | OST_StructuralFraming
ifcObjectDefinition | ifcObject | ifcProduct | ifcElement | ifcElementAssemby |  |  |  | REINFORCEMENT_UNIT | elemento enrijecedor | estrutura - conjuntos | OST_StructuralStiffener
ifcObjectDefinition | ifcObject | ifcProduct | ifcElement | ifcElementAssemby |  |  |  | RIGID_FRAME | pórtico rígido com momento | estrutura - conjuntos | OST_StructuralFraming
ifcObjectDefinition | ifcObject | ifcProduct | ifcElement | ifcElementAssemby |  |  |  | SLAB_FIELD | laje horizontal | estrutura - conjuntos | OST_StructuralFoundation | OST_Floors
ifcObjectDefinition | ifcObject | ifcProduct | ifcElement | ifcElementAssemby |  |  |  | TRUSS | treliça | estrutura - conjuntos | OST_Truss
ifcObjectDefinition | ifcObject | ifcProduct | ifcElement | ifcElementAssemby |  |  |  | USERDEFINED | definido pelo usuário | estrutura - conjuntos | OST_StructuralFraming
ifcObjectDefinition | ifcObject | ifcProduct | ifcElement | ifcElementAssemby |  |  |  | NOTDEFINED | não definido | estrutura - conjuntos | OST_StructuralFraming
ifcObjectDefinition | ifcObject | ifcProduct | ifcElement | ifcDistributionPort |  |  |  | Enum_ENU | Enum_BRA | Classes_IFC
ifcObjectDefinition | ifcObject | ifcProduct | ifcPort | ifcDistributionPort |  |  |  | CABLE | cabo | condutores de insumos | OST_Wire
ifcObjectDefinition | ifcObject | ifcProduct | ifcPort | ifcDistributionPort |  |  |  | CABLECARRIER | condutor de cabeamento | condutores de insumos | OST_Wire
ifcObjectDefinition | ifcObject | ifcProduct | ifcPort | ifcDistributionPort |  |  |  | DUCT | duto | condutores de insumos | OST_Duct
ifcObjectDefinition | ifcObject | ifcProduct | ifcPort | ifcDistributionPort |  |  |  | PIPE | tubo | condutores de insumos | OST_PipeSegments
ifcObjectDefinition | ifcObject | ifcProduct | ifcPort | ifcDistributionPort |  |  |  | USERDEFINED | definido pelo usuário | condutores de insumos | OST_PipeSegments | OST_Wire | OST_Duct
ifcObjectDefinition | ifcObject | ifcProduct | ifcPort | ifcDistributionPort |  |  |  | NOTDEFINED | não definido | condutores de insumos | OST_PipeSegments | OST_Wire | OST_Duct
ifcObjectDefinition | ifcObject | ifcGroup | ifcSystem | ifcDistributionSystem |  |  |  | Enum_ENU | Enum_BRA | Classes_IFC
ifcObjectDefinition | ifcObject | ifcGroup | ifcSystem | ifcDistributionSystem |  |  |  | AIRCONDITIONING | ar condicionado | edificio - sistemas distribuídos | OST_DuctSystem
ifcObjectDefinition | ifcObject | ifcGroup | ifcSystem | ifcDistributionSystem |  |  |  | AUDIOVISUAL | audio visual | edificio - sistemas distribuídos | OST_ElecDistributionSys | OST_ElectricalSystem
ifcObjectDefinition | ifcObject | ifcGroup | ifcSystem | ifcDistributionSystem |  |  |  | CHEMICAL | quimica | edificio - sistemas distribuídos | OST_PipingSystem
ifcObjectDefinition | ifcObject | ifcGroup | ifcSystem | ifcDistributionSystem |  |  |  | CHILLEDWATER | resfriamento | edificio - sistemas distribuídos | OST_DuctSystem
ifcObjectDefinition | ifcObject | ifcGroup | ifcSystem | ifcDistributionSystem |  |  |  | COMMUNICATION | comunicação | edificio - sistemas distribuídos | OST_ElecDistributionSys | OST_ElectricalSystem
ifcObjectDefinition | ifcObject | ifcGroup | ifcSystem | ifcDistributionSystem |  |  |  | COMPRESSEDAIR | ar comprimido | edificio - sistemas distribuídos | OST_DuctSystem
ifcObjectDefinition | ifcObject | ifcGroup | ifcSystem | ifcDistributionSystem |  |  |  | CONDENSERWATER | água condensada | edificio - sistemas distribuídos | OST_DuctSystem
ifcObjectDefinition | ifcObject | ifcGroup | ifcSystem | ifcDistributionSystem |  |  |  | DIRECTEVAPORATIVEPACKAGEDROTARYAIRCOOLER | recirculação de ar | edificio - sistemas distribuídos | OST_DuctSystem
ifcObjectDefinition | ifcObject | ifcGroup | ifcSystem | ifcDistributionSystem |  |  |  | CONTROL | controle | edificio - sistemas distribuídos | OST_SwitchSystem | OST_ElectricalSystem | OST_ElecDistributionSys
ifcObjectDefinition | ifcObject | ifcGroup | ifcSystem | ifcDistributionSystem |  |  |  | CONVEYING | transporte | edificio - sistemas distribuídos | OST_PipingSystem | OST_DuctSystem | OST_ElecDistributionSys
ifcObjectDefinition | ifcObject | ifcGroup | ifcSystem | ifcDistributionSystem |  |  |  | DATA | dados | edificio - sistemas distribuídos | OST_ElecDistributionSys
ifcObjectDefinition | ifcObject | ifcGroup | ifcSystem | ifcDistributionSystem |  |  |  | DISPOSAL | descarte | edificio - sistemas distribuídos | OST_PipingSystem
ifcObjectDefinition | ifcObject | ifcGroup | ifcSystem | ifcDistributionSystem |  |  |  | DOMESTICCOLDWATER | água fria residencial | edificio - sistemas distribuídos | OST_PipingSystem
ifcObjectDefinition | ifcObject | ifcGroup | ifcSystem | ifcDistributionSystem |  |  |  | DOMESTICHOTWATER | água quente residencial | edificio - sistemas distribuídos | OST_PipingSystem
ifcObjectDefinition | ifcObject | ifcGroup | ifcSystem | ifcDistributionSystem |  |  |  | DRAINAGE | drenagem | edificio - sistemas distribuídos | OST_PipingSystem
ifcObjectDefinition | ifcObject | ifcGroup | ifcSystem | ifcDistributionSystem |  |  |  | EARTHING | aterramento | edificio - sistemas distribuídos | OST_ElecDistributionSys | OST_ElectricalSystem
ifcObjectDefinition | ifcObject | ifcGroup | ifcSystem | ifcDistributionSystem |  |  |  | ELECTRICAL | elétrica | edificio - sistemas distribuídos | OST_ElecDistributionSys | OST_ElectricalSystem
ifcObjectDefinition | ifcObject | ifcGroup | ifcSystem | ifcDistributionSystem |  |  |  | ELECTROACOUSTIC | eletroacústica | edificio - sistemas distribuídos | OST_ElecDistributionSys | OST_ElectricalSystem
ifcObjectDefinition | ifcObject | ifcGroup | ifcSystem | ifcDistributionSystem |  |  |  | EXHAUST | exaustão | edificio - sistemas distribuídos | OST_DuctSystem
ifcObjectDefinition | ifcObject | ifcGroup | ifcSystem | ifcDistributionSystem |  |  |  | FIREPROTECTION | proteção de incêncio | edificio - sistemas distribuídos | OST_PipingSystem
ifcObjectDefinition | ifcObject | ifcGroup | ifcSystem | ifcDistributionSystem |  |  |  | FUEL | combustíveis | edificio - sistemas distribuídos | OST_PipingSystem
ifcObjectDefinition | ifcObject | ifcGroup | ifcSystem | ifcDistributionSystem |  |  |  | GAS | gas | edificio - sistemas distribuídos | OST_PipingSystem
ifcObjectDefinition | ifcObject | ifcGroup | ifcSystem | ifcDistributionSystem |  |  |  | HAZARDOUS | perigosos contaminantes | edificio - sistemas distribuídos | OST_PipingSystem
ifcObjectDefinition | ifcObject | ifcGroup | ifcSystem | ifcDistributionSystem |  |  |  | HEATING | aquecimento | edificio - sistemas distribuídos | OST_DuctSystem
ifcObjectDefinition | ifcObject | ifcGroup | ifcSystem | ifcDistributionSystem |  |  |  | LIGHTING | iluminação | edificio - sistemas distribuídos | OST_ElecDistributionSys | OST_ElectricalSystem
ifcObjectDefinition | ifcObject | ifcGroup | ifcSystem | ifcDistributionSystem |  |  |  | LIGHTNINGPROTECTION | pararaios | edificio - sistemas distribuídos | OST_ElecDistributionSys | OST_ElectricalSystem
ifcObjectDefinition | ifcObject | ifcGroup | ifcSystem | ifcDistributionSystem |  |  |  | MUNICIPALSOLIDWASTE | resíduos sólidos | edificio - sistemas distribuídos | OST_PipingSystem
ifcObjectDefinition | ifcObject | ifcGroup | ifcSystem | ifcDistributionSystem |  |  |  | OIL | oleos | edificio - sistemas distribuídos | OST_PipingSystem
ifcObjectDefinition | ifcObject | ifcGroup | ifcSystem | ifcDistributionSystem |  |  |  | OPERATIONAL | operacional | edificio - sistemas distribuídos | OST_PipingSystem
ifcObjectDefinition | ifcObject | ifcGroup | ifcSystem | ifcDistributionSystem |  |  |  | POWERGENERATION | geração | edificio - sistemas distribuídos | OST_PipingSystem
ifcObjectDefinition | ifcObject | ifcGroup | ifcSystem | ifcDistributionSystem |  |  |  | RAINWATER | água pluvial | edificio - sistemas distribuídos | OST_PipingSystem
ifcObjectDefinition | ifcObject | ifcGroup | ifcSystem | ifcDistributionSystem |  |  |  | REFRIGERATION | refrigeração | edificio - sistemas distribuídos | OST_DuctSystem
ifcObjectDefinition | ifcObject | ifcGroup | ifcSystem | ifcDistributionSystem |  |  |  | SECURITY | seguridade | edificio - sistemas distribuídos | OST_ElecDistributionSys
ifcObjectDefinition | ifcObject | ifcGroup | ifcSystem | ifcDistributionSystem |  |  |  | SEWAGE | esgoto | edificio - sistemas distribuídos | OST_PipingSystem
ifcObjectDefinition | ifcObject | ifcGroup | ifcSystem | ifcDistributionSystem |  |  |  | SIGNAL | sinalização | edificio - sistemas distribuídos | OST_ElecDistributionSys
ifcObjectDefinition | ifcObject | ifcGroup | ifcSystem | ifcDistributionSystem |  |  |  | STORMWATER | água de tormenta | edificio - sistemas distribuídos | OST_PipingSystem
ifcObjectDefinition | ifcObject | ifcGroup | ifcSystem | ifcDistributionSystem |  |  |  | TELEPHONE | telefonia | edificio - sistemas distribuídos | OST_ElecDistributionSys
ifcObjectDefinition | ifcObject | ifcGroup | ifcSystem | ifcDistributionSystem |  |  |  | TV | tv | edificio - sistemas distribuídos | OST_ElecDistributionSys
ifcObjectDefinition | ifcObject | ifcGroup | ifcSystem | ifcDistributionSystem |  |  |  | VACUUM | vacuo | edificio - sistemas distribuídos | OST_DuctSystem
ifcObjectDefinition | ifcObject | ifcGroup | ifcSystem | ifcDistributionSystem |  |  |  | VENT | ventiladores | edificio - sistemas distribuídos | OST_DuctSystem
ifcObjectDefinition | ifcObject | ifcGroup | ifcSystem | ifcDistributionSystem |  |  |  | VENTILATION | ventilação | edificio - sistemas distribuídos | OST_DuctSystem
ifcObjectDefinition | ifcObject | ifcGroup | ifcSystem | ifcDistributionSystem |  |  |  | WASTEWATER | águas servidas | edificio - sistemas distribuídos | OST_PipingSystem
ifcObjectDefinition | ifcObject | ifcGroup | ifcSystem | ifcDistributionSystem |  |  |  | WATERSUPPLY | fornecimento de água | edificio - sistemas distribuídos | OST_PipingSystem
ifcObjectDefinition | ifcObject | ifcGroup | ifcSystem | ifcDistributionSystem |  |  |  | USERDEFINED | definido pelo usuário | edificio - sistemas distribuídos | OST_PipingSystem
ifcObjectDefinition | ifcObject | ifcGroup | ifcSystem | ifcDistributionSystem |  |  |  | NOTDEFINED | não definido | edificio - sistemas distribuídos | OST_PipingSystem
ifcObjectDefinition | ifcObject | ifcProduct | ifcElement | ifcBuildingElement | ifcBuildingElement | ifcDoor |  | Enum_ENU | Enum_BRA | Classes_IFC
ifcObjectDefinition | ifcObject | ifcProduct | ifcElement | ifcBuildingElement | ifcBuildingElement | ifcDoor |  | DOOR | porta | portas e janelas | OST_Doors
ifcObjectDefinition | ifcObject | ifcProduct | ifcElement | ifcBuildingElement | ifcBuildingElement | ifcDoor |  | GATE | porta seccional | portas e janelas | OST_Doors
ifcObjectDefinition | ifcObject | ifcProduct | ifcElement | ifcBuildingElement | ifcBuildingElement | ifcDoor |  | TRAPDOOR | alçapão | portas e janelas | OST_Doors
ifcObjectDefinition | ifcObject | ifcProduct | ifcElement | ifcBuildingElement | ifcBuildingElement | ifcDoor |  | USERDEFINED | definido pelo usuário | portas e janelas | OST_Doors
ifcObjectDefinition | ifcObject | ifcProduct | ifcElement | ifcBuildingElement | ifcBuildingElement | ifcDoor |  | NOTDEFINED | não definido | portas e janelas | OST_Doors
ifcObjectDefinition | ifcObject | ifcProduct | ifcElement | ifcDistributionElement | ifcDistributionFlowElement | ifcFlowFitting | ifcDuctFitting | Enum_ENU | Enum_BRA | Classes_IFC
ifcObjectDefinition | ifcObject | ifcProduct | ifcElement | ifcDistributionElement | ifcDistributionFlowElement | ifcFlowFitting | ifcDuctFitting | BEND | curva | dutos - conexões | OST_DuctFitting
ifcObjectDefinition | ifcObject | ifcProduct | ifcElement | ifcDistributionElement | ifcDistributionFlowElement | ifcFlowFitting | ifcDuctFitting | CONNECTOR | conector | dutos - conexões | OST_DuctFitting
ifcObjectDefinition | ifcObject | ifcProduct | ifcElement | ifcDistributionElement | ifcDistributionFlowElement | ifcFlowFitting | ifcDuctFitting | ENTRY | entrada | dutos - conexões | OST_DuctFitting
ifcObjectDefinition | ifcObject | ifcProduct | ifcElement | ifcDistributionElement | ifcDistributionFlowElement | ifcFlowFitting | ifcDuctFitting | EXIT | saída | dutos - conexões | OST_DuctFitting
ifcObjectDefinition | ifcObject | ifcProduct | ifcElement | ifcDistributionElement | ifcDistributionFlowElement | ifcFlowFitting | ifcDuctFitting | JUNTION | junção | dutos - conexões | OST_DuctFitting
ifcObjectDefinition | ifcObject | ifcProduct | ifcElement | ifcDistributionElement | ifcDistributionFlowElement | ifcFlowFitting | ifcDuctFitting | OBSTRUCTION | retenção | dutos - conexões | OST_DuctFitting
ifcObjectDefinition | ifcObject | ifcProduct | ifcElement | ifcDistributionElement | ifcDistributionFlowElement | ifcFlowFitting | ifcDuctFitting | TRANSITION | transição | dutos - conexões | OST_DuctFitting
ifcObjectDefinition | ifcObject | ifcProduct | ifcElement | ifcDistributionElement | ifcDistributionFlowElement | ifcFlowFitting | ifcDuctFitting | USERDEFINED | definido pelo usuário | dutos - conexões | OST_DuctFitting
ifcObjectDefinition | ifcObject | ifcProduct | ifcElement | ifcDistributionElement | ifcDistributionFlowElement | ifcFlowFitting | ifcDuctFitting | NOTDEFINED | não definido | dutos - conexões | OST_DuctFitting
ifcObjectDefinition | ifcObject | ifcProduct | ifcElement | ifcDistributionElement | ifcDistributionFlowElement | ifcFlowSegment | ifcDuctSegment | Enum_ENU | Enum_BRA | Classes_IFC
ifcObjectDefinition | ifcObject | ifcProduct | ifcElement | ifcDistributionElement | ifcDistributionFlowElement | ifcFlowSegment | ifcDuctSegment | FLEXIBLESEGMENT | flexível | dutos - segmentos | OST_Duct
ifcObjectDefinition | ifcObject | ifcProduct | ifcElement | ifcDistributionElement | ifcDistributionFlowElement | ifcFlowSegment | ifcDuctSegment | RIGIDSEGMENT | rígido | dutos - segmentos | OST_Duct
ifcObjectDefinition | ifcObject | ifcProduct | ifcElement | ifcDistributionElement | ifcDistributionFlowElement | ifcFlowSegment | ifcDuctSegment | USERDEFINED | definido pelo usuário | dutos - segmentos | OST_Duct
ifcObjectDefinition | ifcObject | ifcProduct | ifcElement | ifcDistributionElement | ifcDistributionFlowElement | ifcFlowSegment | ifcDuctSegment | NOTDEFINED | não definido | dutos - segmentos | OST_Duct
ifcObjectDefinition | ifcObject | ifcProduct | ifcElement | ifcDistributionElement | ifcDistributionFlowElement | ifcFlowTreatmentDevice | ifcDuctSiIencer | Enum_ENU | Enum_BRA | Classes_IFC
ifcObjectDefinition | ifcObject | ifcProduct | ifcElement | ifcDistributionElement | ifcDistributionFlowElement | ifcFlowTreatmentDevice | ifcDuctSiIencer | FLATOVAL | oval achatado | dutos - silenciadores | OST_DuctFitting | OST_DuctAccessory
ifcObjectDefinition | ifcObject | ifcProduct | ifcElement | ifcDistributionElement | ifcDistributionFlowElement | ifcFlowTreatmentDevice | ifcDuctSiIencer | RECTANGULAR | retangular | dutos - silenciadores | OST_DuctFitting | OST_DuctAccessory
ifcObjectDefinition | ifcObject | ifcProduct | ifcElement | ifcDistributionElement | ifcDistributionFlowElement | ifcFlowTreatmentDevice | ifcDuctSiIencer | ROUND | redondo | dutos - silenciadores | OST_DuctFitting | OST_DuctAccessory
ifcObjectDefinition | ifcObject | ifcProduct | ifcElement | ifcDistributionElement | ifcDistributionFlowElement | ifcFlowTreatmentDevice | ifcDuctSiIencer | USERDEFINED | definido pelo usuário | dutos - silenciadores | OST_DuctFitting | OST_DuctAccessory
ifcObjectDefinition | ifcObject | ifcProduct | ifcElement | ifcDistributionElement | ifcDistributionFlowElement | ifcFlowTreatmentDevice | ifcDuctSiIencer | NOTDEFINED | não definido | dutos - silenciadores | OST_DuctFitting | OST_DuctAccessory
ifcObjectDefinition | ifcObject | ifcProduct | ifcElement | ifcDistributionElement | ifcDistributionFlowElement | ifcFlowTerminal | ifcEIectricAppIiance | Enum_ENU | Enum_BRA | Classes_IFC
ifcObjectDefinition | ifcObject | ifcProduct | ifcElement | ifcDistributionElement | ifcDistributionFlowElement | ifcFlowTerminal | ifcEIectricAppIiance | DISHWASHER | maquina de lavar | elétrica - aparelhos | OST_ElectricalEquipment | OST_PlumbingEquipment
ifcObjectDefinition | ifcObject | ifcProduct | ifcElement | ifcDistributionElement | ifcDistributionFlowElement | ifcFlowTerminal | ifcEIectricAppIiance | ELECTRICCOOKER | torradeira | elétrica - aparelhos | OST_ElectricalEquipment
ifcObjectDefinition | ifcObject | ifcProduct | ifcElement | ifcDistributionElement | ifcDistributionFlowElement | ifcFlowTerminal | ifcEIectricAppIiance | FREESTANDINGELECTRICHEATER | aquecedor | elétrica - aparelhos | OST_ElectricalEquipment
ifcObjectDefinition | ifcObject | ifcProduct | ifcElement | ifcDistributionElement | ifcDistributionFlowElement | ifcFlowTerminal | ifcEIectricAppIiance | FREESTANDINGFAN | ventilador de pé | elétrica - aparelhos | OST_ElectricalEquipment
ifcObjectDefinition | ifcObject | ifcProduct | ifcElement | ifcDistributionElement | ifcDistributionFlowElement | ifcFlowTerminal | ifcEIectricAppIiance | FREESTANDINGWATERCOOLER | geladeira | elétrica - aparelhos | OST_ElectricalEquipment
ifcObjectDefinition | ifcObject | ifcProduct | ifcElement | ifcDistributionElement | ifcDistributionFlowElement | ifcFlowTerminal | ifcEIectricAppIiance | FREESTANDINGWATERHEATER | aquecedor de água | elétrica - aparelhos | OST_ElectricalEquipment
ifcObjectDefinition | ifcObject | ifcProduct | ifcElement | ifcDistributionElement | ifcDistributionFlowElement | ifcFlowTerminal | ifcEIectricAppIiance | FREEZER | freezer | elétrica - aparelhos | OST_ElectricalEquipment | OST_FoodServiceEquipment
ifcObjectDefinition | ifcObject | ifcProduct | ifcElement | ifcDistributionElement | ifcDistributionFlowElement | ifcFlowTerminal | ifcEIectricAppIiance | FRIDGE FREEZER | congelador | elétrica - aparelhos | OST_ElectricalEquipment | OST_FoodServiceEquipment
ifcObjectDefinition | ifcObject | ifcProduct | ifcElement | ifcDistributionElement | ifcDistributionFlowElement | ifcFlowTerminal | ifcEIectricAppIiance | HANDDRYER | secador de mãos | elétrica - aparelhos | OST_ElectricalEquipment
ifcObjectDefinition | ifcObject | ifcProduct | ifcElement | ifcDistributionElement | ifcDistributionFlowElement | ifcFlowTerminal | ifcEIectricAppIiance | KITCHENMACHINE | máquina de cozinha | elétrica - aparelhos | OST_ElectricalEquipment | OST_FoodServiceEquipment | OST_PlumbingEquipment
ifcObjectDefinition | ifcObject | ifcProduct | ifcElement | ifcDistributionElement | ifcDistributionFlowElement | ifcFlowTerminal | ifcEIectricAppIiance | MICROWAVE | microondas | elétrica - aparelhos | OST_ElectricalEquipment | OST_FoodServiceEquipment
ifcObjectDefinition | ifcObject | ifcProduct | ifcElement | ifcDistributionElement | ifcDistributionFlowElement | ifcFlowTerminal | ifcEIectricAppIiance | PHOTOCOPIER | fotocopiadora | elétrica - aparelhos | OST_ElectricalEquipment
ifcObjectDefinition | ifcObject | ifcProduct | ifcElement | ifcDistributionElement | ifcDistributionFlowElement | ifcFlowTerminal | ifcEIectricAppIiance | REFRIGERATOR | refrigerador | elétrica - aparelhos | OST_ElectricalEquipment | OST_FoodServiceEquipment
ifcObjectDefinition | ifcObject | ifcProduct | ifcElement | ifcDistributionElement | ifcDistributionFlowElement | ifcFlowTerminal | ifcEIectricAppIiance | TUMBLEDRYER | secadora | elétrica - aparelhos | OST_ElectricalEquipment
ifcObjectDefinition | ifcObject | ifcProduct | ifcElement | ifcDistributionElement | ifcDistributionFlowElement | ifcFlowTerminal | ifcEIectricAppIiance | VENDINGMACHINE | máquina de venda | elétrica - aparelhos | OST_ElectricalEquipment
ifcObjectDefinition | ifcObject | ifcProduct | ifcElement | ifcDistributionElement | ifcDistributionFlowElement | ifcFlowTerminal | ifcEIectricAppIiance | WASHINGMACHINE | maquina de lavar | elétrica - aparelhos | OST_ElectricalEquipment | OST_PlumbingEquipment
ifcObjectDefinition | ifcObject | ifcProduct | ifcElement | ifcDistributionElement | ifcDistributionFlowElement | ifcFlowTerminal | ifcEIectricAppIiance | USERDEFINED | definido pelo usuário | elétrica - aparelhos | OST_ElectricalEquipment | OST_PlumbingEquipment
ifcObjectDefinition | ifcObject | ifcProduct | ifcElement | ifcDistributionElement | ifcDistributionFlowElement | ifcFlowTerminal | ifcEIectricAppIiance | NOTDEFINED | não definido | elétrica - aparelhos | OST_ElectricalEquipment | OST_PlumbingEquipment
ifcObjectDefinition | ifcObject | ifcProduct | ifcElement | ifcDistributionElement | ifcDistributionFlowElement | ifcFlowController | ifcEIectricDistributionBoard | Enum_ENU | Enum_BRA | Classes_IFC
ifcObjectDefinition | ifcObject | ifcProduct | ifcElement | ifcDistributionElement | ifcDistributionFlowElement | ifcFlowController | ifcEIectricDistributionBoard | CONSUME-RUNIT | quadro unidade residencial | elétrica - distribução | OST_ElectricalFixtures
ifcObjectDefinition | ifcObject | ifcProduct | ifcElement | ifcDistributionElement | ifcDistributionFlowElement | ifcFlowController | ifcEIectricDistributionBoard | DISTRIBUTIONBOARD | quadro de distribuição | elétrica - distribução | OST_ElectricalFixtures
ifcObjectDefinition | ifcObject | ifcProduct | ifcElement | ifcDistributionElement | ifcDistributionFlowElement | ifcFlowController | ifcEIectricDistributionBoard | MOTORCONTROLCENTRE | panel de control de motores | elétrica - distribução | OST_ElectricalFixtures
ifcObjectDefinition | ifcObject | ifcProduct | ifcElement | ifcDistributionElement | ifcDistributionFlowElement | ifcFlowController | ifcEIectricDistributionBoard | SWITCHBOARD | quadro de disjuntores | elétrica - distribução | OST_ElectricalFixtures
ifcObjectDefinition | ifcObject | ifcProduct | ifcElement | ifcDistributionElement | ifcDistributionFlowElement | ifcFlowController | ifcEIectricDistributionBoard | USERDEFINED | definido pelo usuário | elétrica - distribução | OST_ElectricalFixtures
ifcObjectDefinition | ifcObject | ifcProduct | ifcElement | ifcDistributionElement | ifcDistributionFlowElement | ifcFlowController | ifcEIectricDistributionBoard | NOTDEFINED | não definido | elétrica - distribução | OST_ElectricalFixtures
ifcObjectDefinition | ifcObject | ifcProduct | ifcElement | ifcDistributionElement | ifcDistributionFlowElement | ifcFlowStorageDevice | ifcEIectricFIowStorageDevice | Enum_ENU | Enum_BRA | Classes_IFC
ifcObjectDefinition | ifcObject | ifcProduct | ifcElement | ifcDistributionElement | ifcDistributionFlowElement | ifcFlowStorageDevice | ifcEIectricFIowStorageDevice | BATTERY | bateria | elétrica - armazenamento | OST_ElectricalFixtures
ifcObjectDefinition | ifcObject | ifcProduct | ifcElement | ifcDistributionElement | ifcDistributionFlowElement | ifcFlowStorageDevice | ifcEIectricFIowStorageDevice | CAPACITORBANK | banco de capacitores | elétrica - armazenamento | OST_ElectricalFixtures
ifcObjectDefinition | ifcObject | ifcProduct | ifcElement | ifcDistributionElement | ifcDistributionFlowElement | ifcFlowStorageDevice | ifcEIectricFIowStorageDevice | HARMONICFILTER | filtro harmônico | elétrica - armazenamento | OST_ElectricalFixtures
ifcObjectDefinition | ifcObject | ifcProduct | ifcElement | ifcDistributionElement | ifcDistributionFlowElement | ifcFlowStorageDevice | ifcEIectricFIowStorageDevice | INDUCTORBANK | banco de indutores | elétrica - armazenamento | OST_ElectricalFixtures
ifcObjectDefinition | ifcObject | ifcProduct | ifcElement | ifcDistributionElement | ifcDistributionFlowElement | ifcFlowStorageDevice | ifcEIectricFIowStorageDevice | UPS | UPS | elétrica - armazenamento | OST_ElectricalFixtures
ifcObjectDefinition | ifcObject | ifcProduct | ifcElement | ifcDistributionElement | ifcDistributionFlowElement | ifcFlowStorageDevice | ifcEIectricFIowStorageDevice | USERDEFINED | definido pelo usuário | elétrica - armazenamento | OST_ElectricalFixtures
ifcObjectDefinition | ifcObject | ifcProduct | ifcElement | ifcDistributionElement | ifcDistributionFlowElement | ifcFlowStorageDevice | ifcEIectricFIowStorageDevice | NOTDEFINED | não definido | elétrica - armazenamento | OST_ElectricalFixtures
ifcObjectDefinition | ifcObject | ifcProduct | ifcElement | ifcDistributionElement | ifcDistributionFlowElement | ifcEnergyConversionDevice | ifcEIectricGenerator | Enum_ENU | Enum_BRA | Classes_IFC
ifcObjectDefinition | ifcObject | ifcProduct | ifcElement | ifcDistributionElement | ifcDistributionFlowElement | ifcEnergyConversionDevice | ifcEIectricGenerator | CHP | gerador a gás CHP | elétrica - geração | OST_ElectricalFixtures
ifcObjectDefinition | ifcObject | ifcProduct | ifcElement | ifcDistributionElement | ifcDistributionFlowElement | ifcEnergyConversionDevice | ifcEIectricGenerator | ENGINE-GENERATOR | gerador de energia stand-by | elétrica - geração | OST_ElectricalFixtures
ifcObjectDefinition | ifcObject | ifcProduct | ifcElement | ifcDistributionElement | ifcDistributionFlowElement | ifcEnergyConversionDevice | ifcEIectricGenerator | STANDALONE | gerador de energia portátil | elétrica - geração | OST_ElectricalFixtures
ifcObjectDefinition | ifcObject | ifcProduct | ifcElement | ifcDistributionElement | ifcDistributionFlowElement | ifcEnergyConversionDevice | ifcEIectricGenerator | USERDEFINED | definido pelo usuário | elétrica - geração | OST_ElectricalFixtures
ifcObjectDefinition | ifcObject | ifcProduct | ifcElement | ifcDistributionElement | ifcDistributionFlowElement | ifcEnergyConversionDevice | ifcEIectricGenerator | NOTDEFINED | não definido | elétrica - geração | OST_ElectricalFixtures
ifcObjectDefinition | ifcObject | ifcProduct | ifcElement | ifcDistributionElement | ifcDistributionFlowElement | ifcFlowController | ifcEIectricTimeControI | Enum_ENU | Enum_BRA | Classes_IFC
ifcObjectDefinition | ifcObject | ifcProduct | ifcElement | ifcDistributionElement | ifcDistributionFlowElement | ifcFlowController | ifcEIectricTimeControI | RELAY | relé | elétrica - controle | OST_ElectricalFixtures
ifcObjectDefinition | ifcObject | ifcProduct | ifcElement | ifcDistributionElement | ifcDistributionFlowElement | ifcFlowController | ifcEIectricTimeControI | TIME-CLOCK | relógio | elétrica - controle | OST_ElectricalFixtures
ifcObjectDefinition | ifcObject | ifcProduct | ifcElement | ifcDistributionElement | ifcDistributionFlowElement | ifcFlowController | ifcEIectricTimeControI | TIMEDELAY | timedelay | elétrica - controle | OST_ElectricalFixtures
ifcObjectDefinition | ifcObject | ifcProduct | ifcElement | ifcDistributionElement | ifcDistributionFlowElement | ifcFlowController | ifcEIectricTimeControI | USERDEFINED | definido pelo usuário | elétrica - controle | OST_ElectricalFixtures
ifcObjectDefinition | ifcObject | ifcProduct | ifcElement | ifcDistributionElement | ifcDistributionFlowElement | ifcFlowController | ifcEIectricTimeControI | NOTDEFINED | não definido | elétrica - controle | OST_ElectricalFixtures
ifcObjectDefinition | ifcObject | ifcProduct | ifcElement | ifcDistributionElement | ifcDistributionFlowElement | ifcEnergyConversionDevice | ifcElectricMotor | Enum_ENU | Enum_BRA | Classes_IFC
ifcObjectDefinition | ifcObject | ifcProduct | ifcElement | ifcDistributionElement | ifcDistributionFlowElement | ifcEnergyConversionDevice | ifcElectricMotor | DC | DC | elétrica - força | OST_ElectricalFixtures
ifcObjectDefinition | ifcObject | ifcProduct | ifcElement | ifcDistributionElement | ifcDistributionFlowElement | ifcEnergyConversionDevice | ifcElectricMotor | INDUCTION | indução | elétrica - força | OST_ElectricalFixtures
ifcObjectDefinition | ifcObject | ifcProduct | ifcElement | ifcDistributionElement | ifcDistributionFlowElement | ifcEnergyConversionDevice | ifcElectricMotor | POLYPHASE | polifase | elétrica - força | OST_ElectricalFixtures
ifcObjectDefinition | ifcObject | ifcProduct | ifcElement | ifcDistributionElement | ifcDistributionFlowElement | ifcEnergyConversionDevice | ifcElectricMotor | RELUCTANCESYNCHRONOUS | motor CA síncrono de reluctância variável | elétrica - força | OST_ElectricalFixtures
ifcObjectDefinition | ifcObject | ifcProduct | ifcElement | ifcDistributionElement | ifcDistributionFlowElement | ifcEnergyConversionDevice | ifcElectricMotor | SYNCHRONOUS | motor CA síncrono | elétrica - força | OST_ElectricalFixtures
ifcObjectDefinition | ifcObject | ifcProduct | ifcElement | ifcDistributionElement | ifcDistributionFlowElement | ifcEnergyConversionDevice | ifcElectricMotor | USERDEFINED | definido pelo usuário | elétrica - força | OST_ElectricalFixtures
ifcObjectDefinition | ifcObject | ifcProduct | ifcElement | ifcDistributionElement | ifcDistributionFlowElement | ifcEnergyConversionDevice | ifcElectricMotor | NOTDEFINED | não definido | elétrica - força | OST_ElectricalFixtures
ifcObjectDefinition | ifcObject | ifcProduct | ifcElement | ifcDistributionElement | ifcDistributionFlowElement | ifcEnergyConversionDevice | ifcEngine | Enum_ENU | Enum_BRA | Classes_IFC
ifcObjectDefinition | ifcObject | ifcProduct | ifcElement | ifcDistributionElement | ifcDistributionFlowElement | ifcEnergyConversionDevice | ifcEngine | EXTERNALCOMBUSTION | combustão externa | máquinas - motores | OST_MechanicalEquipment
ifcObjectDefinition | ifcObject | ifcProduct | ifcElement | ifcDistributionElement | ifcDistributionFlowElement | ifcEnergyConversionDevice | ifcEngine | INTERNALCOMBUSTION | combustão interna | máquinas - motores | OST_MechanicalEquipment
ifcObjectDefinition | ifcObject | ifcProduct | ifcElement | ifcDistributionElement | ifcDistributionFlowElement | ifcEnergyConversionDevice | ifcEngine | USERDEFINED | definido pelo usuário | máquinas - motores | OST_MechanicalEquipment
ifcObjectDefinition | ifcObject | ifcProduct | ifcElement | ifcDistributionElement | ifcDistributionFlowElement | ifcEnergyConversionDevice | ifcEngine | NOTDEFINED | não definido | máquinas - motores | OST_MechanicalEquipment
ifcObjectDefinition | ifcObject | ifcProduct | ifcElement | ifcDistributionElement | ifcDistributionFlowElement | ifcEnergyConversionDevice | ifcEvaporativeCooIer | Enum_ENU | Enum_BRA | Classes_IFC
ifcObjectDefinition | ifcObject | ifcProduct | ifcElement | ifcDistributionElement | ifcDistributionFlowElement | ifcEnergyConversionDevice | ifcEvaporativeCooIer | DIRECTEVAPORATIVEAIRWASHER | evap. de expansão direta | HVAC - evaporadoras | OST_MechanicalEquipment
ifcObjectDefinition | ifcObject | ifcProduct | ifcElement | ifcDistributionElement | ifcDistributionFlowElement | ifcEnergyConversionDevice | ifcEvaporativeCooIer | DIRECTEVAPORATIVEPACKAGEDROTARYAIRCOOLER | evap. de expansão direta rotativa | HVAC - evaporadoras | OST_MechanicalEquipment
ifcObjectDefinition | ifcObject | ifcProduct | ifcElement | ifcDistributionElement | ifcDistributionFlowElement | ifcEnergyConversionDevice | ifcEvaporativeCooIer | DIRECTEVAPORATIVERANDOMMEDIAAIRCOOLER | evap. de expansão direta | HVAC - evaporadoras | OST_MechanicalEquipment
ifcObjectDefinition | ifcObject | ifcProduct | ifcElement | ifcDistributionElement | ifcDistributionFlowElement | ifcEnergyConversionDevice | ifcEvaporativeCooIer | DIRECTEVAPORATIVERIGIDMEDIAAIRCOOLER | evap. de expansão direta | HVAC - evaporadoras | OST_MechanicalEquipment
ifcObjectDefinition | ifcObject | ifcProduct | ifcElement | ifcDistributionElement | ifcDistributionFlowElement | ifcEnergyConversionDevice | ifcEvaporativeCooIer | DIRECTEVAPORATIVESLINGERSPACKAGEDAIRCOOLER | evap. de expansão direta | HVAC - evaporadoras | OST_MechanicalEquipment
ifcObjectDefinition | ifcObject | ifcProduct | ifcElement | ifcDistributionElement | ifcDistributionFlowElement | ifcEnergyConversionDevice | ifcEvaporativeCooIer | INDIRECTDIRECTCOMBINATION | evap. de expansão indireta | HVAC - evaporadoras | OST_MechanicalEquipment
ifcObjectDefinition | ifcObject | ifcProduct | ifcElement | ifcDistributionElement | ifcDistributionFlowElement | ifcEnergyConversionDevice | ifcEvaporativeCooIer | INDIRECTEVAPORATIVECOOLINGTOWERORCOILCOOLER | evap. de expansão indireta | HVAC - evaporadoras | OST_MechanicalEquipment
ifcObjectDefinition | ifcObject | ifcProduct | ifcElement | ifcDistributionElement | ifcDistributionFlowElement | ifcEnergyConversionDevice | ifcEvaporativeCooIer | INDIRECTEVAPORATIVEPACKAGEAIRCOOLER | evap. de expansão indireta | HVAC - evaporadoras | OST_MechanicalEquipment
ifcObjectDefinition | ifcObject | ifcProduct | ifcElement | ifcDistributionElement | ifcDistributionFlowElement | ifcEnergyConversionDevice | ifcEvaporativeCooIer | INDIRECTEVAPORATIVEWETCOIL | evap. de expansão indireta | HVAC - evaporadoras | OST_MechanicalEquipment
ifcObjectDefinition | ifcObject | ifcProduct | ifcElement | ifcDistributionElement | ifcDistributionFlowElement | ifcEnergyConversionDevice | ifcEvaporativeCooIer | USERDEFINED | definido pelo usuário | HVAC - evaporadoras | OST_MechanicalEquipment
ifcObjectDefinition | ifcObject | ifcProduct | ifcElement | ifcDistributionElement | ifcDistributionFlowElement | ifcEnergyConversionDevice | ifcEvaporativeCooIer | NOTDEFINED | não definido | HVAC - evaporadoras | OST_MechanicalEquipment
ifcObjectDefinition | ifcObject | ifcProduct | ifcElement | ifcDistributionElement | ifcDistributionFlowElement | ifcEnergyConversionDevice | ifcEvaporator | Enum_ENU | Enum_BRA | Classes_IFC
ifcObjectDefinition | ifcObject | ifcProduct | ifcElement | ifcDistributionElement | ifcDistributionFlowElement | ifcEnergyConversionDevice | ifcEvaporator | DIRECTEXPANSION | evap. de expansão direta | HVAC - evaporadoras | OST_MechanicalEquipment
ifcObjectDefinition | ifcObject | ifcProduct | ifcElement | ifcDistributionElement | ifcDistributionFlowElement | ifcEnergyConversionDevice | ifcEvaporator | DIRECTEXPANSIONBRAZEDPLATE | evap. de expansão direta | HVAC - evaporadoras | OST_MechanicalEquipment
ifcObjectDefinition | ifcObject | ifcProduct | ifcElement | ifcDistributionElement | ifcDistributionFlowElement | ifcEnergyConversionDevice | ifcEvaporator | DIRECTEXPANSIONSHELLANDTUBE | evap. de expansão direta | HVAC - evaporadoras | OST_MechanicalEquipment
ifcObjectDefinition | ifcObject | ifcProduct | ifcElement | ifcDistributionElement | ifcDistributionFlowElement | ifcEnergyConversionDevice | ifcEvaporator | DIRECTEXPANSIONTUBEINTUBE | evap. expansão direta casco e tubo circuito duplo | HVAC - evaporadoras | OST_MechanicalEquipment
ifcObjectDefinition | ifcObject | ifcProduct | ifcElement | ifcDistributionElement | ifcDistributionFlowElement | ifcEnergyConversionDevice | ifcEvaporator | FLOODEDSHELLANDTUBE | evaporadora de casco e tubo | HVAC - evaporadoras | OST_MechanicalEquipment
ifcObjectDefinition | ifcObject | ifcProduct | ifcElement | ifcDistributionElement | ifcDistributionFlowElement | ifcEnergyConversionDevice | ifcEvaporator | SHELLANDCOIL | evaporadora de serpentina | HVAC - evaporadoras | OST_MechanicalEquipment
ifcObjectDefinition | ifcObject | ifcProduct | ifcElement | ifcDistributionElement | ifcDistributionFlowElement | ifcEnergyConversionDevice | ifcEvaporator | USERDEFINED | definido pelo usuário | HVAC - evaporadoras | OST_MechanicalEquipment
ifcObjectDefinition | ifcObject | ifcProduct | ifcElement | ifcDistributionElement | ifcDistributionFlowElement | ifcEnergyConversionDevice | ifcEvaporator | NOTDEFINED | não definido | HVAC - evaporadoras | OST_MechanicalEquipment
ifcObjectDefinition | ifcObject | ifcProduct | ifcElement | ifcDistributionElement | ifcDistributionFlowElement | ifcFlowMovingDevice | ifcFan | Enum_ENU | Enum_BRA | Classes_IFC
ifcObjectDefinition | ifcObject | ifcProduct | ifcElement | ifcDistributionElement | ifcDistributionFlowElement | ifcFlowMovingDevice | ifcFan | CENTRIFUGALAIRFOIL | ventilador centrífugo | HVAC - exaustores e ventiladores | OST_MechanicalEquipment
ifcObjectDefinition | ifcObject | ifcProduct | ifcElement | ifcDistributionElement | ifcDistributionFlowElement | ifcFlowMovingDevice | ifcFan | CENTRIFUGALBACKWARDINCLINEDCURVED | ventilador centrífugo com pás curvadas para trás | HVAC - exaustores e ventiladores | OST_MechanicalEquipment
ifcObjectDefinition | ifcObject | ifcProduct | ifcElement | ifcDistributionElement | ifcDistributionFlowElement | ifcFlowMovingDevice | ifcFan | CENTRIFUGALFORWARDCURVED | ventilador centrífugo com pás curvadas para frente | HVAC - exaustores e ventiladores | OST_MechanicalEquipment
ifcObjectDefinition | ifcObject | ifcProduct | ifcElement | ifcDistributionElement | ifcDistributionFlowElement | ifcFlowMovingDevice | ifcFan | CENTRIFUGALRADIAL | ventilador centrífugo radial | HVAC - exaustores e ventiladores | OST_MechanicalEquipment
ifcObjectDefinition | ifcObject | ifcProduct | ifcElement | ifcDistributionElement | ifcDistributionFlowElement | ifcFlowMovingDevice | ifcFan | PROPELLORAXIAL | ventilador axial | HVAC - exaustores e ventiladores | OST_MechanicalEquipment
ifcObjectDefinition | ifcObject | ifcProduct | ifcElement | ifcDistributionElement | ifcDistributionFlowElement | ifcFlowMovingDevice | ifcFan | TUBEAXIAL | ventiladores axial tubular | HVAC - exaustores e ventiladores | OST_MechanicalEquipment
ifcObjectDefinition | ifcObject | ifcProduct | ifcElement | ifcDistributionElement | ifcDistributionFlowElement | ifcFlowMovingDevice | ifcFan | VANEAXIAL | ventilador axial aberto | HVAC - exaustores e ventiladores | OST_MechanicalEquipment
ifcObjectDefinition | ifcObject | ifcProduct | ifcElement | ifcDistributionElement | ifcDistributionFlowElement | ifcFlowMovingDevice | ifcFan | USERDEFINED | definido pelo usuário | HVAC - exaustores e ventiladores | OST_MechanicalEquipment
ifcObjectDefinition | ifcObject | ifcProduct | ifcElement | ifcDistributionElement | ifcDistributionFlowElement | ifcFlowMovingDevice | ifcFan | NOTDEFINED | não definido | HVAC - exaustores e ventiladores | OST_MechanicalEquipment
ifcObjectDefinition | ifcObject | ifcProduct | ifcElement | ifcBuildingElementComponent | ifcBuildingElementComponent | ifcFastener |  | Enum_ENU | Enum_BRA | Classes_IFC
ifcObjectDefinition | ifcObject | ifcProduct | ifcElement | ifcBuildingElementComponent | ifcBuildingElementComponent | ifcFastener |  | GLUE | cola | edifício - fixadores não mecânicos | OST_Materials
ifcObjectDefinition | ifcObject | ifcProduct | ifcElement | ifcBuildingElementComponent | ifcBuildingElementComponent | ifcFastener |  | MORTAR | argamassa | edifício - fixadores não mecânicos | OST_Materials
ifcObjectDefinition | ifcObject | ifcProduct | ifcElement | ifcBuildingElementComponent | ifcBuildingElementComponent | ifcFastener |  | WELD | solda | edifício - fixadores não mecânicos | OST_Materials | OST_StructConnectionWelds
ifcObjectDefinition | ifcObject | ifcProduct | ifcElement | ifcBuildingElementComponent | ifcBuildingElementComponent | ifcFastener |  | USERDEFINED | definido pelo usuário | edifício - fixadores não mecânicos | OST_Materials | OST_StructConnectionWelds
ifcObjectDefinition | ifcObject | ifcProduct | ifcElement | ifcBuildingElementComponent | ifcBuildingElementComponent | ifcFastener |  | NOTDEFINED | não definido | edifício - fixadores não mecânicos | OST_Materials | OST_StructConnectionWelds
ifcObjectDefinition | ifcObject | ifcProduct | ifcElement | ifcDistributionElement | ifcDistributionFlowElement | ifcFlowTreatmentDevice | ifcFilter | Enum_ENU | Enum_BRA | Classes_IFC
ifcObjectDefinition | ifcObject | ifcProduct | ifcElement | ifcDistributionElement | ifcDistributionFlowElement | ifcFlowTreatmentDevice | ifcFilter | AIRPARTICLEFILTER | filtro de ar | edifício - filtros | OST_MechanicalEquipment
ifcObjectDefinition | ifcObject | ifcProduct | ifcElement | ifcDistributionElement | ifcDistributionFlowElement | ifcFlowTreatmentDevice | ifcFilter | COMPRESSEDAIRFILTER | filtro de ar comprimido | edifício - filtros | OST_MechanicalEquipment
ifcObjectDefinition | ifcObject | ifcProduct | ifcElement | ifcDistributionElement | ifcDistributionFlowElement | ifcFlowTreatmentDevice | ifcFilter | ODORFILTER | filtro de odores | edifício - filtros | OST_MechanicalEquipment
ifcObjectDefinition | ifcObject | ifcProduct | ifcElement | ifcDistributionElement | ifcDistributionFlowElement | ifcFlowTreatmentDevice | ifcFilter | OILFILTER | filtro de oleos | edifício - filtros | OST_PlumbingEquipment
ifcObjectDefinition | ifcObject | ifcProduct | ifcElement | ifcDistributionElement | ifcDistributionFlowElement | ifcFlowTreatmentDevice | ifcFilter | STRAINER | crivos | edifício - filtros | OST_MechanicalEquipment
ifcObjectDefinition | ifcObject | ifcProduct | ifcElement | ifcDistributionElement | ifcDistributionFlowElement | ifcFlowTreatmentDevice | ifcFilter | WATERFILTER | filtro de água | edifício - filtros | OST_PlumbingEquipment | OST_MechanicalEquipment
ifcObjectDefinition | ifcObject | ifcProduct | ifcElement | ifcDistributionElement | ifcDistributionFlowElement | ifcFlowTreatmentDevice | ifcFilter | USERDEFINED | definido pelo usuário | edifício - filtros | OST_MechanicalEquipment
ifcObjectDefinition | ifcObject | ifcProduct | ifcElement | ifcDistributionElement | ifcDistributionFlowElement | ifcFlowTreatmentDevice | ifcFilter | NOTDEFINED | não definido | edifício - filtros | OST_MechanicalEquipment
ifcObjectDefinition | ifcObject | ifcProduct | ifcElement | ifcDistributionElement | ifcDistributionControlElement | ifcFIowInstrument |  | Enum_ENU | Enum_BRA | Classes_IFC
ifcObjectDefinition | ifcObject | ifcProduct | ifcElement | ifcDistributionElement | ifcDistributionControlElement | ifcFIowInstrument |  | AMMETER | amperímetro | instrumentos de medição | OST_MechanicalEquipment
ifcObjectDefinition | ifcObject | ifcProduct | ifcElement | ifcDistributionElement | ifcDistributionControlElement | ifcFIowInstrument |  | FREQUENCYMETER | de frequência | instrumentos de medição | OST_MechanicalEquipment
ifcObjectDefinition | ifcObject | ifcProduct | ifcElement | ifcDistributionElement | ifcDistributionControlElement | ifcFIowInstrument |  | PHASEANGLEMETER | de fase | instrumentos de medição | OST_MechanicalEquipment
ifcObjectDefinition | ifcObject | ifcProduct | ifcElement | ifcDistributionElement | ifcDistributionControlElement | ifcFIowInstrument |  | POWERFACTORMETER | de potência | instrumentos de medição | OST_MechanicalEquipment
ifcObjectDefinition | ifcObject | ifcProduct | ifcElement | ifcDistributionElement | ifcDistributionControlElement | ifcFIowInstrument |  | PRESSURE-GAUGE | de pressão | instrumentos de medição | OST_MechanicalEquipment
ifcObjectDefinition | ifcObject | ifcProduct | ifcElement | ifcDistributionElement | ifcDistributionControlElement | ifcFIowInstrument |  | THERMOMETER | termómetro | instrumentos de medição | OST_MechanicalEquipment
ifcObjectDefinition | ifcObject | ifcProduct | ifcElement | ifcDistributionElement | ifcDistributionControlElement | ifcFIowInstrument |  | VOLTMETER PEAK | voltímetro | instrumentos de medição | OST_MechanicalEquipment
ifcObjectDefinition | ifcObject | ifcProduct | ifcElement | ifcDistributionElement | ifcDistributionControlElement | ifcFIowInstrument |  | VOLTMETER RMS | voltímetro RMS | instrumentos de medição | OST_MechanicalEquipment
ifcObjectDefinition | ifcObject | ifcProduct | ifcElement | ifcDistributionElement | ifcDistributionControlElement | ifcFIowInstrument |  | USERDEFINED | definido pelo usuário | instrumentos de medição | OST_MechanicalEquipment
ifcObjectDefinition | ifcObject | ifcProduct | ifcElement | ifcDistributionElement | ifcDistributionControlElement | ifcFIowInstrument |  | NOTDEFINED | não definido | instrumentos de medição | OST_MechanicalEquipment
ifcObjectDefinition | ifcObject | ifcProduct | ifcElement | ifcDistributionElement | ifcDistributionFlowElement | ifcFlowController | ifcFIowMeter | Enum_ENU | Enum_BRA | Classes_IFC
ifcObjectDefinition | ifcObject | ifcProduct | ifcElement | ifcDistributionElement | ifcDistributionFlowElement | ifcFlowController | ifcFIowMeter | ENERGYMETER | medidor de energia | infraestrutura - medidores | OST_ElectricalEquipment
ifcObjectDefinition | ifcObject | ifcProduct | ifcElement | ifcDistributionElement | ifcDistributionFlowElement | ifcFlowController | ifcFIowMeter | GASMETER | medidor de gas | infraestrutura - medidores | OST_ElectricalEquipment
ifcObjectDefinition | ifcObject | ifcProduct | ifcElement | ifcDistributionElement | ifcDistributionFlowElement | ifcFlowController | ifcFIowMeter | OILMETER | medidor de oleos | infraestrutura - medidores | OST_ElectricalEquipment
ifcObjectDefinition | ifcObject | ifcProduct | ifcElement | ifcDistributionElement | ifcDistributionFlowElement | ifcFlowController | ifcFIowMeter | WATERMETER | medidor de água | infraestrutura - medidores | OST_ElectricalEquipment
ifcObjectDefinition | ifcObject | ifcProduct | ifcElement | ifcDistributionElement | ifcDistributionFlowElement | ifcFlowController | ifcFIowMeter | USERDEFINED | definido pelo usuário | infraestrutura - medidores | OST_ElectricalEquipment
ifcObjectDefinition | ifcObject | ifcProduct | ifcElement | ifcDistributionElement | ifcDistributionFlowElement | ifcFlowController | ifcFIowMeter | NOTDEFINED | não definido | infraestrutura - medidores | OST_ElectricalEquipment
ifcObjectDefinition | ifcObject | ifcProduct | ifcElement | ifcDistributionElement | ifcDistributionFlowElement | ifcFlowTerminal | ifcFireSuppressionTerminaI | Enum_ENU | Enum_BRA | Classes_IFC
ifcObjectDefinition | ifcObject | ifcProduct | ifcElement | ifcDistributionElement | ifcDistributionFlowElement | ifcFlowTerminal | ifcFireSuppressionTerminaI | BREECHINGINLET | bocal de hidrante | seguridade e incêncio - terminais | OST_SecurityDevices
ifcObjectDefinition | ifcObject | ifcProduct | ifcElement | ifcDistributionElement | ifcDistributionFlowElement | ifcFlowTerminal | ifcFireSuppressionTerminaI | FIREHYDRANT | hidrante | seguridade e incêncio - terminais | OST_SecurityDevices
ifcObjectDefinition | ifcObject | ifcProduct | ifcElement | ifcDistributionElement | ifcDistributionFlowElement | ifcFlowTerminal | ifcFireSuppressionTerminaI | HOSEREEL | mangueira | seguridade e incêncio - terminais | OST_SecurityDevices
ifcObjectDefinition | ifcObject | ifcProduct | ifcElement | ifcDistributionElement | ifcDistributionFlowElement | ifcFlowTerminal | ifcFireSuppressionTerminaI | SPRINKLER | sprinkler | seguridade e incêncio - terminais | OST_SecurityDevices
ifcObjectDefinition | ifcObject | ifcProduct | ifcElement | ifcDistributionElement | ifcDistributionFlowElement | ifcFlowTerminal | ifcFireSuppressionTerminaI | SPRINKLERDEFLECTOR | defletor de sprinkler | seguridade e incêncio - terminais | OST_SecurityDevices
ifcObjectDefinition | ifcObject | ifcProduct | ifcElement | ifcDistributionElement | ifcDistributionFlowElement | ifcFlowTerminal | ifcFireSuppressionTerminaI | USERDEFINED | definido pelo usuário | seguridade e incêncio - terminais | OST_SecurityDevices
ifcObjectDefinition | ifcObject | ifcProduct | ifcElement | ifcDistributionElement | ifcDistributionFlowElement | ifcFlowTerminal | ifcFireSuppressionTerminaI | NOTDEFINED | não definido | seguridade e incêncio - terminais | OST_SecurityDevices
ifcObjectDefinition | ifcObject | ifcProduct | ifcElement | ifcBuildingElement | ifcFooting |  |  | Enum_ENU | Enum_BRA | Classes_IFC
ifcObjectDefinition | ifcObject | ifcProduct | ifcElement | ifcBuildingElement | ifcFooting |  |  | CAISSON FOUNDATION | paredes de fundação | estrutura - fundações | OST_StructuralFoundation
ifcObjectDefinition | ifcObject | ifcProduct | ifcElement | ifcBuildingElement | ifcFooting |  |  | FOOTING BEAM | baldrame | estrutura - fundações | OST_StructuralFoundation
ifcObjectDefinition | ifcObject | ifcProduct | ifcElement | ifcBuildingElement | ifcFooting |  |  | PAD FOOTING | sapata | estrutura - fundações | OST_StructuralFoundation
ifcObjectDefinition | ifcObject | ifcProduct | ifcElement | ifcBuildingElement | ifcFooting |  |  | PILE CAP | bloco de fundação | estrutura - fundações | OST_StructuralFoundation
ifcObjectDefinition | ifcObject | ifcProduct | ifcElement | ifcBuildingElement | ifcFooting |  |  | STRIP FOOTING | cinta | estrutura - fundações | OST_StructuralFoundation
ifcObjectDefinition | ifcObject | ifcProduct | ifcElement | ifcBuildingElement | ifcFooting |  |  | USERDEFINED | definido pelo usuário | estrutura - fundações | OST_StructuralFoundation
ifcObjectDefinition | ifcObject | ifcProduct | ifcElement | ifcBuildingElement | ifcFooting |  |  | NOTDEFINED | não definido | estrutura - fundações | OST_StructuralFoundation
ifcObjectDefinition | ifcObject | ifcProduct | ifcElement | ifcFurnishingElement | ifcFurniture |  |  | Enum_ENU | Enum_BRA | Classes_IFC
ifcObjectDefinition | ifcObject | ifcProduct | ifcElement | ifcFurnishingElement | ifcFurniture |  |  | BED | cama | mobiliários - móveis | OST_Furniture
ifcObjectDefinition | ifcObject | ifcProduct | ifcElement | ifcFurnishingElement | ifcFurniture |  |  | CHAIR | cadeira | mobiliários - móveis | OST_Furniture
ifcObjectDefinition | ifcObject | ifcProduct | ifcElement | ifcFurnishingElement | ifcFurniture |  |  | DESK | mesa de escritório | mobiliários - móveis | OST_Furniture
ifcObjectDefinition | ifcObject | ifcProduct | ifcElement | ifcFurnishingElement | ifcFurniture |  |  | FILECABINET | armário | mobiliários - móveis | OST_Furniture
ifcObjectDefinition | ifcObject | ifcProduct | ifcElement | ifcFurnishingElement | ifcFurniture |  |  | SHELF | prateleira | mobiliários - móveis | OST_Furniture
ifcObjectDefinition | ifcObject | ifcProduct | ifcElement | ifcFurnishingElement | ifcFurniture |  |  | SOFA | sofá | mobiliários - móveis | OST_Furniture
ifcObjectDefinition | ifcObject | ifcProduct | ifcElement | ifcFurnishingElement | ifcFurniture |  |  | TABLE | mesa | mobiliários - móveis | OST_Furniture
ifcObjectDefinition | ifcObject | ifcProduct | ifcElement | ifcFurnishingElement | ifcFurniture |  |  | USERDEFINED | definido pelo usuário | mobiliários - móveis | OST_Furniture
ifcObjectDefinition | ifcObject | ifcProduct | ifcElement | ifcFurnishingElement | ifcFurniture |  |  | NOTDEFINED | não definido | mobiliários - móveis | OST_Furniture
ifcObjectDefinition | ifcObject | ifcProduct | ifcElement | ifcGeographicEIement |  |  |  | Enum_ENU | Enum_BRA | Classes_IFC
ifcObjectDefinition | ifcObject | ifcProduct | ifcElement | ifcGeographicEIement |  |  |  | TERRAIN | terreno | geo - terreno | OST_Topography
ifcObjectDefinition | ifcObject | ifcProduct | ifcElement | ifcGeographicEIement |  |  |  | USERDEFINED | definido pelo usuário | geo - terreno | OST_Topography
ifcObjectDefinition | ifcObject | ifcProduct | ifcElement | ifcGeographicEIement |  |  |  | NOTDEFINED | não definido | geo - terreno | OST_Topography
ifcObjectDefinition | ifcObject | ifcProduct | ifcElement | ifcDistributionElement | ifcDistributionFlowElement | ifcEnergyConversionDevice | ifcHeatExchanger | Enum_ENU | Enum_BRA | Classes_IFC
ifcObjectDefinition | ifcObject | ifcProduct | ifcElement | ifcDistributionElement | ifcDistributionFlowElement | ifcEnergyConversionDevice | ifcHeatExchanger | PLATE | trocador de calor espelho fixo | HVAC - trocador de calor | OST_MechanicalEquipment
ifcObjectDefinition | ifcObject | ifcProduct | ifcElement | ifcDistributionElement | ifcDistributionFlowElement | ifcEnergyConversionDevice | ifcHeatExchanger | SHELLANDTUBE | trocador de calor casco e tubo | HVAC - trocador de calor | OST_MechanicalEquipment
ifcObjectDefinition | ifcObject | ifcProduct | ifcElement | ifcDistributionElement | ifcDistributionFlowElement | ifcEnergyConversionDevice | ifcHeatExchanger | USERDEFINED | definido pelo usuário | HVAC - trocador de calor | OST_MechanicalEquipment
ifcObjectDefinition | ifcObject | ifcProduct | ifcElement | ifcDistributionElement | ifcDistributionFlowElement | ifcEnergyConversionDevice | ifcHeatExchanger | NOTDEFINED | não definido | HVAC - trocador de calor | OST_MechanicalEquipment
ifcObjectDefinition | ifcObject | ifcProduct | ifcElement | ifcDistributionElement | ifcDistributionFlowElement | ifcEnergyConversionDevice | ifcHumidifier | Enum_ENU | Enum_BRA | Classes_IFC
ifcObjectDefinition | ifcObject | ifcProduct | ifcElement | ifcDistributionElement | ifcDistributionFlowElement | ifcEnergyConversionDevice | ifcHumidifier | ADIABATICAIRWASHER | lavador adiabático de gás industrial | HVAC - umidificadores | OST_MechanicalEquipment
ifcObjectDefinition | ifcObject | ifcProduct | ifcElement | ifcDistributionElement | ifcDistributionFlowElement | ifcEnergyConversionDevice | ifcHumidifier | ADIABATICATOMIZING | atomizador adiabático | HVAC - umidificadores | OST_MechanicalEquipment
ifcObjectDefinition | ifcObject | ifcProduct | ifcElement | ifcDistributionElement | ifcDistributionFlowElement | ifcEnergyConversionDevice | ifcHumidifier | ADIABATICCOMPRESSEDAIRNOZZLE | atomizador adiabático com spray de evaporação | HVAC - umidificadores | OST_MechanicalEquipment
ifcObjectDefinition | ifcObject | ifcProduct | ifcElement | ifcDistributionElement | ifcDistributionFlowElement | ifcEnergyConversionDevice | ifcHumidifier | ADIABATICPAN | atomizador adiabático tipo panel | HVAC - umidificadores | OST_MechanicalEquipment
ifcObjectDefinition | ifcObject | ifcProduct | ifcElement | ifcDistributionElement | ifcDistributionFlowElement | ifcEnergyConversionDevice | ifcHumidifier | ADIABATICRIGIDMEDIA | atomizador adiabático com grelha de bocais | HVAC - umidificadores | OST_MechanicalEquipment
ifcObjectDefinition | ifcObject | ifcProduct | ifcElement | ifcDistributionElement | ifcDistributionFlowElement | ifcEnergyConversionDevice | ifcHumidifier | ADIABATICULTRASONIC | umidificador ultrasônico | HVAC - umidificadores | OST_MechanicalEquipment
ifcObjectDefinition | ifcObject | ifcProduct | ifcElement | ifcDistributionElement | ifcDistributionFlowElement | ifcEnergyConversionDevice | ifcHumidifier | ADIABATICWETTEDELEMENT | umidificador adiabático | HVAC - umidificadores | OST_MechanicalEquipment
ifcObjectDefinition | ifcObject | ifcProduct | ifcElement | ifcDistributionElement | ifcDistributionFlowElement | ifcEnergyConversionDevice | ifcHumidifier | ASSISTEDBUTANE | umidificador de gás GLP | HVAC - umidificadores | OST_MechanicalEquipment
ifcObjectDefinition | ifcObject | ifcProduct | ifcElement | ifcDistributionElement | ifcDistributionFlowElement | ifcEnergyConversionDevice | ifcHumidifier | ASSISTEDELECTRIC | umidificador elétrico | HVAC - umidificadores | OST_MechanicalEquipment
ifcObjectDefinition | ifcObject | ifcProduct | ifcElement | ifcDistributionElement | ifcDistributionFlowElement | ifcEnergyConversionDevice | ifcHumidifier | ASSISTEDNATURALGAS | umidificador de gás natural | HVAC - umidificadores | OST_MechanicalEquipment
ifcObjectDefinition | ifcObject | ifcProduct | ifcElement | ifcDistributionElement | ifcDistributionFlowElement | ifcEnergyConversionDevice | ifcHumidifier | ASSISTEDPROPANE | umidificador de gás propano | HVAC - umidificadores | OST_MechanicalEquipment
ifcObjectDefinition | ifcObject | ifcProduct | ifcElement | ifcDistributionElement | ifcDistributionFlowElement | ifcEnergyConversionDevice | ifcHumidifier | ASSISTEDSTEAM | labareda de vapor assistida | HVAC - umidificadores | OST_MechanicalEquipment
ifcObjectDefinition | ifcObject | ifcProduct | ifcElement | ifcDistributionElement | ifcDistributionFlowElement | ifcEnergyConversionDevice | ifcHumidifier | STEAMINJECTION | bico injetor de vapor | HVAC - umidificadores | OST_MechanicalEquipment
ifcObjectDefinition | ifcObject | ifcProduct | ifcElement | ifcDistributionElement | ifcDistributionFlowElement | ifcEnergyConversionDevice | ifcHumidifier | USERDEFINED | definido pelo usuário | HVAC - umidificadores | OST_MechanicalEquipment
ifcObjectDefinition | ifcObject | ifcProduct | ifcElement | ifcDistributionElement | ifcDistributionFlowElement | ifcEnergyConversionDevice | ifcHumidifier | NOTDEFINED | não definido | HVAC - umidificadores | OST_MechanicalEquipment
ifcObjectDefinition | ifcObject | ifcProduct | ifcElement | ifcDistributionElement | ifcDistributionFlowElement | ifcFlowTerminal | ifcLamp | Enum_ENU | Enum_BRA | Classes_IFC
ifcObjectDefinition | ifcObject | ifcProduct | ifcElement | ifcDistributionElement | ifcDistributionFlowElement | ifcFlowTerminal | ifcLamp | COMPACTFLUORESCENT | lâmpada fluorescente compacta | iluminação - dispositivos | OST_LightingDevices
ifcObjectDefinition | ifcObject | ifcProduct | ifcElement | ifcDistributionElement | ifcDistributionFlowElement | ifcFlowTerminal | ifcLamp | FLUORESCENT | lâmpada fluorescente | iluminação - dispositivos | OST_LightingDevices
ifcObjectDefinition | ifcObject | ifcProduct | ifcElement | ifcDistributionElement | ifcDistributionFlowElement | ifcFlowTerminal | ifcLamp | HALOGEN | lâmpada halógena | iluminação - dispositivos | OST_LightingDevices
ifcObjectDefinition | ifcObject | ifcProduct | ifcElement | ifcDistributionElement | ifcDistributionFlowElement | ifcFlowTerminal | ifcLamp | HIGHPRESSUREMERCURY | lâmpada de mercúrio de alta pressão | iluminação - dispositivos | OST_LightingDevices
ifcObjectDefinition | ifcObject | ifcProduct | ifcElement | ifcDistributionElement | ifcDistributionFlowElement | ifcFlowTerminal | ifcLamp | HIGHPRESSURESODIUM | lâmpada de sódio de alta pressão | iluminação - dispositivos | OST_LightingDevices
ifcObjectDefinition | ifcObject | ifcProduct | ifcElement | ifcDistributionElement | ifcDistributionFlowElement | ifcFlowTerminal | ifcLamp | LED | lâmpada de LED | iluminação - dispositivos | OST_LightingDevices
ifcObjectDefinition | ifcObject | ifcProduct | ifcElement | ifcDistributionElement | ifcDistributionFlowElement | ifcFlowTerminal | ifcLamp | METALHALIDE | lâmpada de metal halide | iluminação - dispositivos | OST_LightingDevices
ifcObjectDefinition | ifcObject | ifcProduct | ifcElement | ifcDistributionElement | ifcDistributionFlowElement | ifcFlowTerminal | ifcLamp | OLED | lâmpada de LED orgânico | iluminação - dispositivos | OST_LightingDevices
ifcObjectDefinition | ifcObject | ifcProduct | ifcElement | ifcDistributionElement | ifcDistributionFlowElement | ifcFlowTerminal | ifcLamp | TUNGSTENFILAMENT | lâmpada incandescente | iluminação - dispositivos | OST_LightingDevices
ifcObjectDefinition | ifcObject | ifcProduct | ifcElement | ifcDistributionElement | ifcDistributionFlowElement | ifcFlowTerminal | ifcLamp | USERDEFINED | definido pelo usuário | iluminação - dispositivos | OST_LightingDevices
ifcObjectDefinition | ifcObject | ifcProduct | ifcElement | ifcDistributionElement | ifcDistributionFlowElement | ifcFlowTerminal | ifcLamp | NOTDEFINED | não definido | iluminação - dispositivos | OST_LightingDevices
ifcObjectDefinition | ifcObject | ifcProduct | ifcElement | ifcDistributionElement | ifcDistributionFlowElement | ifcFlowTerminal | ifcLightFixture | Enum_ENU | Enum_BRA | Classes_IFC
ifcObjectDefinition | ifcObject | ifcProduct | ifcElement | ifcDistributionElement | ifcDistributionFlowElement | ifcFlowTerminal | ifcLightFixture | DIRECTIONSOURCE | luminária direcional | iluminação - dispositivos | OST_LightingDevices
ifcObjectDefinition | ifcObject | ifcProduct | ifcElement | ifcDistributionElement | ifcDistributionFlowElement | ifcFlowTerminal | ifcLightFixture | POINTSOURCE | lumináriapontual | iluminação - dispositivos | OST_LightingDevices
ifcObjectDefinition | ifcObject | ifcProduct | ifcElement | ifcDistributionElement | ifcDistributionFlowElement | ifcFlowTerminal | ifcLightFixture | SECURITYLIGHTING | luminária de seguridade | iluminação - dispositivos | OST_LightingDevices
ifcObjectDefinition | ifcObject | ifcProduct | ifcElement | ifcDistributionElement | ifcDistributionFlowElement | ifcFlowTerminal | ifcLightFixture | USERDEFINED | definido pelo usuário | iluminação - dispositivos | OST_LightingDevices
ifcObjectDefinition | ifcObject | ifcProduct | ifcElement | ifcDistributionElement | ifcDistributionFlowElement | ifcFlowTerminal | ifcLightFixture | NOTDEFINED | não definido | iluminação - dispositivos | OST_LightingDevices
ifcObjectDefinition | ifcObject | ifcProduct | ifcElement | ifcDistributionElement | ifcDistributionFlowElement | ifcFlowTreatmentDevice | ifclnterceptor | Enum_ENU | Enum_BRA | Classes_IFC
ifcObjectDefinition | ifcObject | ifcProduct | ifcElement | ifcDistributionElement | ifcDistributionFlowElement | ifcFlowTreatmentDevice | ifclnterceptor | CYCLONIC | coletor de pó ciclônico | infraestrutura - sistemas de tratamento | OST_PlumbingFixtures
ifcObjectDefinition | ifcObject | ifcProduct | ifcElement | ifcDistributionElement | ifcDistributionFlowElement | ifcFlowTreatmentDevice | ifclnterceptor | GREASE | coletor de gordura | infraestrutura - sistemas de tratamento | OST_PlumbingFixtures
ifcObjectDefinition | ifcObject | ifcProduct | ifcElement | ifcDistributionElement | ifcDistributionFlowElement | ifcFlowTreatmentDevice | ifclnterceptor | OIL | coletor de óleo | infraestrutura - sistemas de tratamento | OST_PlumbingFixtures
ifcObjectDefinition | ifcObject | ifcProduct | ifcElement | ifcDistributionElement | ifcDistributionFlowElement | ifcFlowTreatmentDevice | ifclnterceptor | PETROL | coletor de petrôleo | infraestrutura - sistemas de tratamento | OST_PlumbingFixtures
ifcObjectDefinition | ifcObject | ifcProduct | ifcElement | ifcDistributionElement | ifcDistributionFlowElement | ifcFlowTreatmentDevice | ifclnterceptor | USERDEFINED | definido pelo usuário | infraestrutura - sistemas de tratamento | OST_PlumbingFixtures
ifcObjectDefinition | ifcObject | ifcProduct | ifcElement | ifcDistributionElement | ifcDistributionFlowElement | ifcFlowTreatmentDevice | ifclnterceptor | NOTDEFINED | não definido | infraestrutura - sistemas de tratamento | OST_PlumbingFixtures
ifcObjectDefinition | ifcObject | ifcProduct | ifcElement | ifcBuildingElementComponent | ifcMechanicaIFastener |  |  | Enum_ENU | Enum_BRA | Classes_IFC
ifcObjectDefinition | ifcObject | ifcProduct | ifcElement | ifcBuildingElementComponent | ifcMechanicaIFastener |  |  | ANCHORBOLT | parafuso de ancoragem | estrutura - fixadores de aço | OST_StructConnectionBolts
ifcObjectDefinition | ifcObject | ifcProduct | ifcElement | ifcBuildingElementComponent | ifcMechanicaIFastener |  |  | BOLT | parabolt | estrutura - fixadores de aço | OST_StructConnectionBolts
ifcObjectDefinition | ifcObject | ifcProduct | ifcElement | ifcBuildingElementComponent | ifcMechanicaIFastener |  |  | DOWEL | cavilha | estrutura - fixadores de aço | OST_StructConnectionOthers
ifcObjectDefinition | ifcObject | ifcProduct | ifcElement | ifcBuildingElementComponent | ifcMechanicaIFastener |  |  | NAIL | prego | estrutura - fixadores de aço | OST_StructConnectionOthers
ifcObjectDefinition | ifcObject | ifcProduct | ifcElement | ifcBuildingElementComponent | ifcMechanicaIFastener |  |  | NAILPLATE | chapa | estrutura - fixadores de aço | OST_StructConnectionPlates
ifcObjectDefinition | ifcObject | ifcProduct | ifcElement | ifcBuildingElementComponent | ifcMechanicaIFastener |  |  | RIVET | rebite | estrutura - fixadores de aço | OST_StructConnectionOthers
ifcObjectDefinition | ifcObject | ifcProduct | ifcElement | ifcBuildingElementComponent | ifcMechanicaIFastener |  |  | SCREW | parafuso | estrutura - fixadores de aço | OST_StructConnectionBolts | OST_StructConnectionAnchors
ifcObjectDefinition | ifcObject | ifcProduct | ifcElement | ifcBuildingElementComponent | ifcMechanicaIFastener |  |  | SHEARCONNECTOR | conector de cisalhamento | estrutura - fixadores de aço | OST_StructConnectionBolts | OST_StructConnectionAnchors
ifcObjectDefinition | ifcObject | ifcProduct | ifcElement | ifcBuildingElementComponent | ifcMechanicaIFastener |  |  | STAPLE | grampo | estrutura - fixadores de aço | OST_StructConnectionBolts | OST_StructConnectionAnchors
ifcObjectDefinition | ifcObject | ifcProduct | ifcElement | ifcBuildingElementComponent | ifcMechanicaIFastener |  |  | STUDSHEARCONNECTOR | pino de cisalhamento | estrutura - fixadores de aço | OST_StructConnectionBolts | OST_StructConnectionAnchors
ifcObjectDefinition | ifcObject | ifcProduct | ifcElement | ifcBuildingElementComponent | ifcMechanicaIFastener |  |  | USERDEFINED | definido pelo usuário | estrutura - fixadores de aço | OST_StructConnectionBolts | OST_StructConnectionAnchors
ifcObjectDefinition | ifcObject | ifcProduct | ifcElement | ifcBuildingElementComponent | ifcMechanicaIFastener |  |  | NOTDEFINED | não definido | estrutura - fixadores de aço | OST_StructConnectionBolts | OST_StructConnectionAnchors
ifcObjectDefinition | ifcObject | ifcProduct | ifcElement | ifcDistributionElement | ifcDistributionFlowElement | ifcFlowTerminal | ifcMedicaIDevice | Enum_ENU | Enum_BRA | Classes_IFC
ifcObjectDefinition | ifcObject | ifcProduct | ifcElement | ifcDistributionElement | ifcDistributionFlowElement | ifcFlowTerminal | ifcMedicaIDevice | AIRSTATION | estação de ar | equipamento médico hospitalar | OST_MedicalEquipment | OST_NurseCallDevices
ifcObjectDefinition | ifcObject | ifcProduct | ifcElement | ifcDistributionElement | ifcDistributionFlowElement | ifcFlowTerminal | ifcMedicaIDevice | FEEDAIRUNIT | unidade de ar | equipamento médico hospitalar | OST_MedicalEquipment | OST_NurseCallDevices
ifcObjectDefinition | ifcObject | ifcProduct | ifcElement | ifcDistributionElement | ifcDistributionFlowElement | ifcFlowTerminal | ifcMedicaIDevice | OXYGENGENERATOR | gerador de oxigênio | equipamento médico hospitalar | OST_MedicalEquipment | OST_NurseCallDevices
ifcObjectDefinition | ifcObject | ifcProduct | ifcElement | ifcDistributionElement | ifcDistributionFlowElement | ifcFlowTerminal | ifcMedicaIDevice | OXYGENPLANT | planta de oxigênio | equipamento médico hospitalar | OST_MedicalEquipment | OST_NurseCallDevices
ifcObjectDefinition | ifcObject | ifcProduct | ifcElement | ifcDistributionElement | ifcDistributionFlowElement | ifcFlowTerminal | ifcMedicaIDevice | VACUUMSTATION | estação de vacuo | equipamento médico hospitalar | OST_MedicalEquipment | OST_NurseCallDevices
ifcObjectDefinition | ifcObject | ifcProduct | ifcElement | ifcDistributionElement | ifcDistributionFlowElement | ifcFlowTerminal | ifcMedicaIDevice | USERDEFINED | definido pelo usuário | equipamento médico hospitalar | OST_MedicalEquipment | OST_NurseCallDevices
ifcObjectDefinition | ifcObject | ifcProduct | ifcElement | ifcDistributionElement | ifcDistributionFlowElement | ifcFlowTerminal | ifcMedicaIDevice | NOTDEFINED | não definido | equipamento médico hospitalar | OST_MedicalEquipment | OST_NurseCallDevices
ifcObjectDefinition | ifcObject | ifcProduct | ifcElement | ifcBuildingElement | ifcBuildingElement | ifcMember |  | Enum_ENU | Enum_BRA | Classes_IFC
ifcObjectDefinition | ifcObject | ifcProduct | ifcElement | ifcBuildingElement | ifcBuildingElement | ifcMember |  | BRACE CHORD | contraventamentos | estrutura - membros | OST_StructuralFraming | OST_BraceStartSegment | OST_BraceEndSegment | OST_BraceAnalytical
ifcObjectDefinition | ifcObject | ifcProduct | ifcElement | ifcBuildingElement | ifcBuildingElement | ifcMember |  | COLLAR | abraçadeira | estrutura - membros | OST_StructConnectionAnchors
ifcObjectDefinition | ifcObject | ifcProduct | ifcElement | ifcBuildingElement | ifcBuildingElement | ifcMember |  | MEMBER | membro estrutural | estrutura - membros | OST_StructConnection
ifcObjectDefinition | ifcObject | ifcProduct | ifcElement | ifcBuildingElement | ifcBuildingElement | ifcMember |  | MULLION | montante | estrutura - membros | OST_Mullion
ifcObjectDefinition | ifcObject | ifcProduct | ifcElement | ifcBuildingElement | ifcBuildingElement | ifcMember |  | PLATE | placa de base | estrutura - membros | OST_StructConnectionPlates
ifcObjectDefinition | ifcObject | ifcProduct | ifcElement | ifcBuildingElement | ifcBuildingElement | ifcMember |  | POST | poste | estrutura - membros | OST_StructuralColumns
ifcObjectDefinition | ifcObject | ifcProduct | ifcElement | ifcBuildingElement | ifcBuildingElement | ifcMember |  | PURLIN | terças | estrutura - membros | OST_StructuralFraming | OST_Purlin
ifcObjectDefinition | ifcObject | ifcProduct | ifcElement | ifcBuildingElement | ifcBuildingElement | ifcMember |  | RAFTER | vigas | estrutura - membros | OST_StructuralFraming | OST_Girder
ifcObjectDefinition | ifcObject | ifcProduct | ifcElement | ifcBuildingElement | ifcBuildingElement | ifcMember |  | STRINGER | apoio escada | estrutura - membros | OST_StairsSupports
ifcObjectDefinition | ifcObject | ifcProduct | ifcElement | ifcBuildingElement | ifcBuildingElement | ifcMember |  | STRUT | pilar de escora | estrutura - membros | OST_StructuralColumns
ifcObjectDefinition | ifcObject | ifcProduct | ifcElement | ifcBuildingElement | ifcBuildingElement | ifcMember |  | STUD | parafuso prolongador de aço | estrutura - membros | OST_StructConnectionBolts
ifcObjectDefinition | ifcObject | ifcProduct | ifcElement | ifcBuildingElement | ifcBuildingElement | ifcMember |  | USERDEFINED | definido pelo usuário | estrutura - membros
ifcObjectDefinition | ifcObject | ifcProduct | ifcElement | ifcBuildingElement | ifcBuildingElement | ifcMember |  | NOTDEFINED | não definido | estrutura - membros
ifcObjectDefinition | ifcObject | ifcProduct | ifcElement | ifcDistributionElement | ifcDistributionFlowElement | ifcEnergyConversionDevice | ifcMotorConnection | Enum_ENU | Enum_BRA | Classes_IFC
ifcObjectDefinition | ifcObject | ifcProduct | ifcElement | ifcDistributionElement | ifcDistributionFlowElement | ifcEnergyConversionDevice | ifcMotorConnection | BELTDRIVE | transmissão por correa | máquinas - conexões de motores | OST_MechanicalEquipment
ifcObjectDefinition | ifcObject | ifcProduct | ifcElement | ifcDistributionElement | ifcDistributionFlowElement | ifcEnergyConversionDevice | ifcMotorConnection | COUPLING | acoplamento | máquinas - conexões de motores | OST_MechanicalEquipment
ifcObjectDefinition | ifcObject | ifcProduct | ifcElement | ifcDistributionElement | ifcDistributionFlowElement | ifcEnergyConversionDevice | ifcMotorConnection | DIRECTDRIVE | acionamento direto | máquinas - conexões de motores | OST_MechanicalEquipment
ifcObjectDefinition | ifcObject | ifcProduct | ifcElement | ifcDistributionElement | ifcDistributionFlowElement | ifcEnergyConversionDevice | ifcMotorConnection | USERDEFINED | definido pelo usuário | máquinas - conexões de motores | OST_MechanicalEquipment
ifcObjectDefinition | ifcObject | ifcProduct | ifcElement | ifcDistributionElement | ifcDistributionFlowElement | ifcEnergyConversionDevice | ifcMotorConnection | NOTDEFINED | não definido | máquinas - conexões de motores | OST_MechanicalEquipment
ifcObjectDefinition | ifcObject | ifcProduct | ifcElement | ifcDistributionElement | ifcDistributionFlowElement | ifcFlowTerminal | ifcOutlet | Enum_ENU | Enum_BRA | Classes_IFC
ifcObjectDefinition | ifcObject | ifcProduct | ifcElement | ifcDistributionElement | ifcDistributionFlowElement | ifcFlowTerminal | ifcOutlet | AUDIOVISUALOUTLET | I/O audiovisual | infraestrutura - entradas e saídas | OST_ElectricalFixtures
ifcObjectDefinition | ifcObject | ifcProduct | ifcElement | ifcDistributionElement | ifcDistributionFlowElement | ifcFlowTerminal | ifcOutlet | COMMUNICATIONSOUTLET | I/O comunicação | infraestrutura - entradas e saídas | OST_ElectricalFixtures
ifcObjectDefinition | ifcObject | ifcProduct | ifcElement | ifcDistributionElement | ifcDistributionFlowElement | ifcFlowTerminal | ifcOutlet | DATAOUTLET | I/O dados | infraestrutura - entradas e saídas | OST_ElectricalFixtures
ifcObjectDefinition | ifcObject | ifcProduct | ifcElement | ifcDistributionElement | ifcDistributionFlowElement | ifcFlowTerminal | ifcOutlet | POWEROUTLET | I/O energia | infraestrutura - entradas e saídas | OST_ElectricalFixtures
ifcObjectDefinition | ifcObject | ifcProduct | ifcElement | ifcDistributionElement | ifcDistributionFlowElement | ifcFlowTerminal | ifcOutlet | TELEPHONEOUTLET | I/O telefonia | infraestrutura - entradas e saídas | OST_ElectricalFixtures
ifcObjectDefinition | ifcObject | ifcProduct | ifcElement | ifcDistributionElement | ifcDistributionFlowElement | ifcFlowTerminal | ifcOutlet | USERDEFINED | definido pelo usuário | infraestrutura - entradas e saídas | OST_ElectricalFixtures
ifcObjectDefinition | ifcObject | ifcProduct | ifcElement | ifcDistributionElement | ifcDistributionFlowElement | ifcFlowTerminal | ifcOutlet | NOTDEFINED | não definido | infraestrutura - entradas e saídas | OST_ElectricalFixtures
ifcObjectDefinition | ifcObject | ifcProduct | ifcElement | ifcBuildingElement | ifcBuildingElement | ifcPile |  | Enum_ENU | Enum_BRA | Classes_IFC
ifcObjectDefinition | ifcObject | ifcProduct | ifcElement | ifcBuildingElement | ifcBuildingElement | ifcPile |  | BORED | perfuração de estaca | estrutura - estacas | OST_StructuralFoundation
ifcObjectDefinition | ifcObject | ifcProduct | ifcElement | ifcBuildingElement | ifcBuildingElement | ifcPile |  | COHESION | estaca de coesão | estrutura - estacas | OST_StructuralFoundation
ifcObjectDefinition | ifcObject | ifcProduct | ifcElement | ifcBuildingElement | ifcBuildingElement | ifcPile |  | DRIVEN | estaca de deslocamento | estrutura - estacas | OST_StructuralFoundation
ifcObjectDefinition | ifcObject | ifcProduct | ifcElement | ifcBuildingElement | ifcBuildingElement | ifcPile |  | FRICTION | estaca de atrito | estrutura - estacas | OST_StructuralFoundation
ifcObjectDefinition | ifcObject | ifcProduct | ifcElement | ifcBuildingElement | ifcBuildingElement | ifcPile |  | JETGROUTING | estaca grauteada | estrutura - estacas | OST_StructuralFoundation
ifcObjectDefinition | ifcObject | ifcProduct | ifcElement | ifcBuildingElement | ifcBuildingElement | ifcPile |  | SUPPORT | estaca de apoio | estrutura - estacas | OST_StructuralFoundation
ifcObjectDefinition | ifcObject | ifcProduct | ifcElement | ifcBuildingElement | ifcBuildingElement | ifcPile |  | USERDEFINED | definido pelo usuário | estrutura - estacas | OST_StructuralFoundation
ifcObjectDefinition | ifcObject | ifcProduct | ifcElement | ifcBuildingElement | ifcBuildingElement | ifcPile |  | NOTDEFINED | não definido | estrutura - estacas | OST_StructuralFoundation
ifcObjectDefinition | ifcObject | ifcProduct | ifcElement | ifcBuildingElement | ifcPIate |  |  | Enum_ENU | Enum_BRA | Classes_IFC
ifcObjectDefinition | ifcObject | ifcProduct | ifcElement | ifcBuildingElement | ifcPIate |  |  | CURTAINPANEL | painel de fachada | envoltória - placas | OST_Curtain_Wall_Panels
ifcObjectDefinition | ifcObject | ifcProduct | ifcElement | ifcBuildingElement | ifcPIate |  |  | SHEET | folha | envoltória - placas | OST_Curtain_Wall_Panels
ifcObjectDefinition | ifcObject | ifcProduct | ifcElement | ifcBuildingElement | ifcPIate |  |  | USERDEFINED | definido pelo usuário | envoltória - placas | OST_Curtain_Wall_Panels
ifcObjectDefinition | ifcObject | ifcProduct | ifcElement | ifcBuildingElement | ifcPIate |  |  | NOTDEFINED | não definido | envoltória - placas | OST_Curtain_Wall_Panels
ifcObjectDefinition | ifcObject | ifcProduct | ifcElement | ifcDistributionElement | ifcDistributionFlowElement | ifcFlowFitting | ifcPipeFitting | Enum_ENU | Enum_BRA | Classes_IFC
ifcObjectDefinition | ifcObject | ifcProduct | ifcElement | ifcDistributionElement | ifcDistributionFlowElement | ifcFlowFitting | ifcPipeFitting | BEND | curva | tubulação - conexões | OST_PipeFitting
ifcObjectDefinition | ifcObject | ifcProduct | ifcElement | ifcDistributionElement | ifcDistributionFlowElement | ifcFlowFitting | ifcPipeFitting | CONNECTOR | conector | tubulação - conexões | OST_PipeFitting
ifcObjectDefinition | ifcObject | ifcProduct | ifcElement | ifcDistributionElement | ifcDistributionFlowElement | ifcFlowFitting | ifcPipeFitting | ENTRY | entrada | tubulação - conexões | OST_PipeFitting
ifcObjectDefinition | ifcObject | ifcProduct | ifcElement | ifcDistributionElement | ifcDistributionFlowElement | ifcFlowFitting | ifcPipeFitting | EXIT | saída | tubulação - conexões | OST_PipeFitting
ifcObjectDefinition | ifcObject | ifcProduct | ifcElement | ifcDistributionElement | ifcDistributionFlowElement | ifcFlowFitting | ifcPipeFitting | JUNCTION | junção | tubulação - conexões | OST_PipeFitting
ifcObjectDefinition | ifcObject | ifcProduct | ifcElement | ifcDistributionElement | ifcDistributionFlowElement | ifcFlowFitting | ifcPipeFitting | OBSTRUCTION | retenção | tubulação - conexões | OST_PipeFitting
ifcObjectDefinition | ifcObject | ifcProduct | ifcElement | ifcDistributionElement | ifcDistributionFlowElement | ifcFlowFitting | ifcPipeFitting | TRANSITION | transição | tubulação - conexões | OST_PipeFitting
ifcObjectDefinition | ifcObject | ifcProduct | ifcElement | ifcDistributionElement | ifcDistributionFlowElement | ifcFlowFitting | ifcPipeFitting | USERDEFINED | definido pelo usuário | tubulação - conexões | OST_PipeFitting
ifcObjectDefinition | ifcObject | ifcProduct | ifcElement | ifcDistributionElement | ifcDistributionFlowElement | ifcFlowFitting | ifcPipeFitting | NOTDEFINED | não definido | tubulação - conexões | OST_PipeFitting
ifcObjectDefinition | ifcObject | ifcProduct | ifcElement | ifcDistributionElement | ifcDistributionFlowElement | ifcFlowSegment | ifcPipeSegment | Enum_ENU | Enum_BRA | Classes_IFC
ifcObjectDefinition | ifcObject | ifcProduct | ifcElement | ifcDistributionElement | ifcDistributionFlowElement | ifcFlowSegment | ifcPipeSegment | CULVERT | tubulação de bueiro | tubulação - segmentos | OST_PipeSegments
ifcObjectDefinition | ifcObject | ifcProduct | ifcElement | ifcDistributionElement | ifcDistributionFlowElement | ifcFlowSegment | ifcPipeSegment | FLEXIBLESEGMENT | segmento flexível | tubulação - segmentos | OST_PipeSegments
ifcObjectDefinition | ifcObject | ifcProduct | ifcElement | ifcDistributionElement | ifcDistributionFlowElement | ifcFlowSegment | ifcPipeSegment | GUTTER | calha | tubulação - segmentos | OST_PipeSegments
ifcObjectDefinition | ifcObject | ifcProduct | ifcElement | ifcDistributionElement | ifcDistributionFlowElement | ifcFlowSegment | ifcPipeSegment | RIGIDSEGMENT | segmento rígido | tubulação - segmentos | OST_PipeSegments
ifcObjectDefinition | ifcObject | ifcProduct | ifcElement | ifcDistributionElement | ifcDistributionFlowElement | ifcFlowSegment | ifcPipeSegment | SPOOL | conjunto flangeado | tubulação - segmentos | OST_PipeSegments
ifcObjectDefinition | ifcObject | ifcProduct | ifcElement | ifcDistributionElement | ifcDistributionFlowElement | ifcFlowSegment | ifcPipeSegment | USERDEFINED | definido pelo usuário | tubulação - segmentos | OST_PipeSegments
ifcObjectDefinition | ifcObject | ifcProduct | ifcElement | ifcDistributionElement | ifcDistributionFlowElement | ifcFlowSegment | ifcPipeSegment | NOTDEFINED | não definido | tubulação - segmentos | OST_PipeSegments
ifcObjectDefinition | ifcObject | ifcProduct | ifcElement | ifcDistributionElement | ifcDistributionFlowElement | ifcFlowController | ifcProtectiveDevice | Enum_ENU | Enum_BRA | Classes_IFC
ifcObjectDefinition | ifcObject | ifcProduct | ifcElement | ifcDistributionElement | ifcDistributionFlowElement | ifcFlowController | ifcProtectiveDevice | CIRCUITBREAKER | disjuntor de circuito | elétrica - dispositivo de proteção | OST_ElectricalFixtures
ifcObjectDefinition | ifcObject | ifcProduct | ifcElement | ifcDistributionElement | ifcDistributionFlowElement | ifcFlowController | ifcProtectiveDevice | EARTHLEAKAGECIRCUITBREAKER | aterramento | elétrica - dispositivo de proteção | OST_ElectricalFixtures
ifcObjectDefinition | ifcObject | ifcProduct | ifcElement | ifcDistributionElement | ifcDistributionFlowElement | ifcFlowController | ifcProtectiveDevice | EARTHINGSWITCH | interruptor de aterramento - GFCI | elétrica - dispositivo de proteção | OST_ElectricalFixtures
ifcObjectDefinition | ifcObject | ifcProduct | ifcElement | ifcDistributionElement | ifcDistributionFlowElement | ifcFlowController | ifcProtectiveDevice | FUSEDISCONNECTOR | fussível de segurança | elétrica - dispositivo de proteção | OST_ElectricalFixtures
ifcObjectDefinition | ifcObject | ifcProduct | ifcElement | ifcDistributionElement | ifcDistributionFlowElement | ifcFlowController | ifcProtectiveDevice | RESIDUALCURRENTCIRCUITBREAKER | disjuntor de corrente residual - RCCB | elétrica - dispositivo de proteção | OST_ElectricalFixtures
ifcObjectDefinition | ifcObject | ifcProduct | ifcElement | ifcDistributionElement | ifcDistributionFlowElement | ifcFlowController | ifcProtectiveDevice | RESIDUALCURRENTSWITCH | interruptor de desarme | elétrica - dispositivo de proteção | OST_ElectricalFixtures
ifcObjectDefinition | ifcObject | ifcProduct | ifcElement | ifcDistributionElement | ifcDistributionFlowElement | ifcFlowController | ifcProtectiveDevice | VARISTOR | varistor VDR | elétrica - dispositivo de proteção | OST_ElectricalFixtures
ifcObjectDefinition | ifcObject | ifcProduct | ifcElement | ifcDistributionElement | ifcDistributionFlowElement | ifcFlowController | ifcProtectiveDevice | USERDEFINED | definido pelo usuário | elétrica - dispositivo de proteção | OST_ElectricalFixtures
ifcObjectDefinition | ifcObject | ifcProduct | ifcElement | ifcDistributionElement | ifcDistributionFlowElement | ifcFlowController | ifcProtectiveDevice | NOTDEFINED | não definido | elétrica - dispositivo de proteção | OST_ElectricalFixtures
ifcObjectDefinition | ifcObject | ifcProduct | ifcElement | ifcDistributionElement | ifcDistributionControlElement | ifcProtectiveDeviceTrippingUnit |  | Enum_ENU | Enum_BRA | Classes_IFC
ifcObjectDefinition | ifcObject | ifcProduct | ifcElement | ifcDistributionElement | ifcDistributionControlElement | ifcProtectiveDeviceTrippingUnit |  | ELECTROMAGNETIC | eletromagnética | elétrica - dispositivo de proteção | OST_ElectricalFixtures
ifcObjectDefinition | ifcObject | ifcProduct | ifcElement | ifcDistributionElement | ifcDistributionControlElement | ifcProtectiveDeviceTrippingUnit |  | ELECTRONIC | eletrônica | elétrica - dispositivo de proteção | OST_ElectricalFixtures
ifcObjectDefinition | ifcObject | ifcProduct | ifcElement | ifcDistributionElement | ifcDistributionControlElement | ifcProtectiveDeviceTrippingUnit |  | RESIDUALCURRENT | corrente residual | elétrica - dispositivo de proteção | OST_ElectricalFixtures
ifcObjectDefinition | ifcObject | ifcProduct | ifcElement | ifcDistributionElement | ifcDistributionControlElement | ifcProtectiveDeviceTrippingUnit |  | THERMAL | térmica | elétrica - dispositivo de proteção | OST_ElectricalFixtures
ifcObjectDefinition | ifcObject | ifcProduct | ifcElement | ifcDistributionElement | ifcDistributionControlElement | ifcProtectiveDeviceTrippingUnit |  | USERDEFINED | definido pelo usuário | elétrica - dispositivo de proteção | OST_ElectricalFixtures
ifcObjectDefinition | ifcObject | ifcProduct | ifcElement | ifcDistributionElement | ifcDistributionControlElement | ifcProtectiveDeviceTrippingUnit |  | NOTDEFINED | não definido | elétrica - dispositivo de proteção | OST_ElectricalFixtures
ifcObjectDefinition | ifcObject | ifcProduct | ifcElement | ifcDistributionElement | ifcDistributionFlowElement | ifcFlowMovingDevice | ifcPump | Enum_ENU | Enum_BRA | Classes_IFC
ifcObjectDefinition | ifcObject | ifcProduct | ifcElement | ifcDistributionElement | ifcDistributionFlowElement | ifcFlowMovingDevice | ifcPump | CIRCULATOR | bomba de circulação | máquinas - bombas | OST_MechanicalEquipment
ifcObjectDefinition | ifcObject | ifcProduct | ifcElement | ifcDistributionElement | ifcDistributionFlowElement | ifcFlowMovingDevice | ifcPump | ENDSUCTION | bomba de sução | máquinas - bombas | OST_MechanicalEquipment
ifcObjectDefinition | ifcObject | ifcProduct | ifcElement | ifcDistributionElement | ifcDistributionFlowElement | ifcFlowMovingDevice | ifcPump | SPLITCASE | bomba de caixa partida | máquinas - bombas | OST_MechanicalEquipment
ifcObjectDefinition | ifcObject | ifcProduct | ifcElement | ifcDistributionElement | ifcDistributionFlowElement | ifcFlowMovingDevice | ifcPump | SUBMERSIBLEPUMP | bomba sumergível | máquinas - bombas | OST_MechanicalEquipment
ifcObjectDefinition | ifcObject | ifcProduct | ifcElement | ifcDistributionElement | ifcDistributionFlowElement | ifcFlowMovingDevice | ifcPump | SUMPPUMP | bomba somamento industrial | máquinas - bombas | OST_MechanicalEquipment
ifcObjectDefinition | ifcObject | ifcProduct | ifcElement | ifcDistributionElement | ifcDistributionFlowElement | ifcFlowMovingDevice | ifcPump | VERTICALINLINE | bomba vertical | máquinas - bombas | OST_MechanicalEquipment
ifcObjectDefinition | ifcObject | ifcProduct | ifcElement | ifcDistributionElement | ifcDistributionFlowElement | ifcFlowMovingDevice | ifcPump | VERTICALTURBINE | bomba vertical tipo turbina | máquinas - bombas | OST_MechanicalEquipment
ifcObjectDefinition | ifcObject | ifcProduct | ifcElement | ifcDistributionElement | ifcDistributionFlowElement | ifcFlowMovingDevice | ifcPump | USERDEFINED | definido pelo usuário | máquinas - bombas | OST_MechanicalEquipment
ifcObjectDefinition | ifcObject | ifcProduct | ifcElement | ifcDistributionElement | ifcDistributionFlowElement | ifcFlowMovingDevice | ifcPump | NOTDEFINED | não definido | máquinas - bombas | OST_MechanicalEquipment
ifcObjectDefinition | ifcObject | ifcProduct | ifcElement | ifcBuildingElement | ifcRaiIing |  |  | Enum_ENU | Enum_BRA | Classes_IFC
ifcObjectDefinition | ifcObject | ifcProduct | ifcElement | ifcBuildingElement | ifcRaiIing |  |  | BALUSTRADE | balaustre | circulação - proteção | OST_Railings | OST_RailingSystem | OST_RailingBalusterRail
ifcObjectDefinition | ifcObject | ifcProduct | ifcElement | ifcBuildingElement | ifcRaiIing |  |  | GUARDRAIL | defesa metâlica | circulação - proteção | OST_Railings | OST_RailingSystem | OST_RailingBalusterRail
ifcObjectDefinition | ifcObject | ifcProduct | ifcElement | ifcBuildingElement | ifcRaiIing |  |  | HANDRAIL | corrimão | circulação - proteção | OST_Railings | OST_RailingSystem | OST_RailingBalusterRail
ifcObjectDefinition | ifcObject | ifcProduct | ifcElement | ifcBuildingElement | ifcRaiIing |  |  | USERDEFINED | definido pelo usuário | circulação - proteção | OST_Railings | OST_RailingSystem | OST_RailingBalusterRail
ifcObjectDefinition | ifcObject | ifcProduct | ifcElement | ifcBuildingElement | ifcRaiIing |  |  | NOTDEFINED | não definido | circulação - proteção | OST_Railings | OST_RailingSystem | OST_RailingBalusterRail
ifcObjectDefinition | ifcObject | ifcProduct | ifcElement | ifcBuildingElement | ifcRamp |  |  | Enum_ENU | Enum_BRA | Classes_IFC
ifcObjectDefinition | ifcObject | ifcProduct | ifcElement | ifcBuildingElement | ifcRamp |  |  | HALF TURN RAMP | rampa em U simétrica | circulação - rampas e escadas | OST_Ramps
ifcObjectDefinition | ifcObject | ifcProduct | ifcElement | ifcBuildingElement | ifcRamp |  |  | QUARTER TURN RAMP | rampa em L | circulação - rampas e escadas | OST_Ramps
ifcObjectDefinition | ifcObject | ifcProduct | ifcElement | ifcBuildingElement | ifcRamp |  |  | SPIRAL RAMP | rampa em espiral | circulação - rampas e escadas | OST_Ramps
ifcObjectDefinition | ifcObject | ifcProduct | ifcElement | ifcBuildingElement | ifcRamp |  |  | STRAIGHT RUN RAMP | rampa reta de um lance | circulação - rampas e escadas | OST_Ramps
ifcObjectDefinition | ifcObject | ifcProduct | ifcElement | ifcBuildingElement | ifcRamp |  |  | TWO QUARTER TURN RAMP | rampa de três lances com patamares | circulação - rampas e escadas | OST_Ramps
ifcObjectDefinition | ifcObject | ifcProduct | ifcElement | ifcBuildingElement | ifcRamp |  |  | TWO STRAIGHT RUN RAMP | rampa reta com patamar intermediário | circulação - rampas e escadas | OST_Ramps
ifcObjectDefinition | ifcObject | ifcProduct | ifcElement | ifcBuildingElement | ifcRamp |  |  | USERDEFINED | definido pelo usuário | circulação - rampas e escadas | OST_Ramps
ifcObjectDefinition | ifcObject | ifcProduct | ifcElement | ifcBuildingElement | ifcRamp |  |  | NOTDEFINED | não definido | circulação - rampas e escadas | OST_Ramps
ifcObjectDefinition | ifcObject | ifcProduct | ifcElement | ifcBuildingElement | ifcRampFlight |  |  | Enum_ENU | Enum_BRA | Classes_IFC
ifcObjectDefinition | ifcObject | ifcProduct | ifcElement | ifcBuildingElement | ifcRampFlight |  |  | SPIRAL | rampa espiral | circulação - rampas e escadas | OST_Ramps
ifcObjectDefinition | ifcObject | ifcProduct | ifcElement | ifcBuildingElement | ifcRampFlight |  |  | STRAIGHT | rampa reta | circulação - rampas e escadas | OST_Ramps
ifcObjectDefinition | ifcObject | ifcProduct | ifcElement | ifcBuildingElement | ifcRampFlight |  |  | USERDEFINED | definido pelo usuário | circulação - rampas e escadas | OST_Ramps
ifcObjectDefinition | ifcObject | ifcProduct | ifcElement | ifcBuildingElement | ifcRampFlight |  |  | NOTDEFINED | não definido | circulação - rampas e escadas | OST_Ramps
ifcObjectDefinition | ifcObject | ifcProduct | ifcElement | ifcElementComponent | ifcReinforcingEIement | ifcReinforcingBar |  | Enum_ENU | Enum_BRA | Classes_IFC
ifcObjectDefinition | ifcObject | ifcProduct | ifcElement | ifcElementComponent | ifcReinforcingEIement | ifcReinforcingBar |  | ANCHORING | contraventamento ancoragem | estrutura - reforço | OST_StructuralFraming | OST_StructConnections | OST_StructConnectionAnchors
ifcObjectDefinition | ifcObject | ifcProduct | ifcElement | ifcElementComponent | ifcReinforcingEIement | ifcReinforcingBar |  | EDGE | armadura borda da laje | estrutura - reforço | OST_Rebar
ifcObjectDefinition | ifcObject | ifcProduct | ifcElement | ifcElementComponent | ifcReinforcingEIement | ifcReinforcingBar |  | LIGATURE | armadura de emendas | estrutura - reforço | OST_Rebar
ifcObjectDefinition | ifcObject | ifcProduct | ifcElement | ifcElementComponent | ifcReinforcingEIement | ifcReinforcingBar |  | MAIN | armadura principal | estrutura - reforço | OST_Rebar
ifcObjectDefinition | ifcObject | ifcProduct | ifcElement | ifcElementComponent | ifcReinforcingEIement | ifcReinforcingBar |  | PLAIN | armadura secundária | estrutura - reforço | OST_Rebar
ifcObjectDefinition | ifcObject | ifcProduct | ifcElement | ifcElementComponent | ifcReinforcingEIement | ifcReinforcingBar |  | PUNCHING | armadura de punção | estrutura - reforço | OST_Rebar
ifcObjectDefinition | ifcObject | ifcProduct | ifcElement | ifcElementComponent | ifcReinforcingEIement | ifcReinforcingBar |  | RING | estribo | estrutura - reforço | OST_Rebar
ifcObjectDefinition | ifcObject | ifcProduct | ifcElement | ifcElementComponent | ifcReinforcingEIement | ifcReinforcingBar |  | SHEAR | armadura de cisalhamento | estrutura - reforço | OST_Rebar
ifcObjectDefinition | ifcObject | ifcProduct | ifcElement | ifcElementComponent | ifcReinforcingEIement | ifcReinforcingBar |  | STUD | pino de cisalhamento | estrutura - reforço | OST_StructConnectionBolts
ifcObjectDefinition | ifcObject | ifcProduct | ifcElement | ifcElementComponent | ifcReinforcingEIement | ifcReinforcingBar |  | TEXTURED | textil | estrutura - reforço | OST_StructuralTendons
ifcObjectDefinition | ifcObject | ifcProduct | ifcElement | ifcElementComponent | ifcReinforcingEIement | ifcReinforcingBar |  | USERDEFINED | definido pelo usuário | estrutura - reforço | OST_Rebar
ifcObjectDefinition | ifcObject | ifcProduct | ifcElement | ifcElementComponent | ifcReinforcingEIement | ifcReinforcingBar |  | NOTDEFINED | não definido | estrutura - reforço | OST_Rebar
ifcObjectDefinition | ifcObject | ifcProduct | ifcElement | ifcElementComponent | ifcReinforcingEIement | ifcReinforcingMesh |  | Enum_ENU | Enum_BRA | Classes_IFC
ifcObjectDefinition | ifcObject | ifcProduct | ifcElement | ifcElementComponent | ifcReinforcingEIement | ifcReinforcingMesh |  | USERDEFINED | definido pelo usuário | estrutura - malhas | OST_StructuralFramingSystem
ifcObjectDefinition | ifcObject | ifcProduct | ifcElement | ifcElementComponent | ifcReinforcingEIement | ifcReinforcingMesh |  | NOTDEFINED | não definido | estrutura - malhas | OST_StructuralFramingSystem
ifcObjectDefinition | ifcObject | ifcProduct | ifcElement | ifcBuildingElement | ifcRoof |  |  | Enum_ENU | Enum_BRA | Classes_IFC
ifcObjectDefinition | ifcObject | ifcProduct | ifcElement | ifcBuildingElement | ifcRoof |  |  | BARREL ROOF | telhado curvo | envoltória - telhados | OST_Roofs
ifcObjectDefinition | ifcObject | ifcProduct | ifcElement | ifcBuildingElement | ifcRoof |  |  | BUTTERFLY ROOF | telhado borboleta | envoltória - telhados | OST_Roofs
ifcObjectDefinition | ifcObject | ifcProduct | ifcElement | ifcBuildingElement | ifcRoof |  |  | DOME ROOF | telhado domo | envoltória - telhados | OST_Roofs
ifcObjectDefinition | ifcObject | ifcProduct | ifcElement | ifcBuildingElement | ifcRoof |  |  | FLAT ROOF | telhado plano | envoltória - telhados | OST_Roofs
ifcObjectDefinition | ifcObject | ifcProduct | ifcElement | ifcBuildingElement | ifcRoof |  |  | FREEFORM | telhado forma livre | envoltória - telhados | OST_Roofs
ifcObjectDefinition | ifcObject | ifcProduct | ifcElement | ifcBuildingElement | ifcRoof |  |  | GABLE ROOF | telhado duas águas | envoltória - telhados | OST_Roofs
ifcObjectDefinition | ifcObject | ifcProduct | ifcElement | ifcBuildingElement | ifcRoof |  |  | GAMBREL ROOF | telhado gambrel | envoltória - telhados | OST_Roofs
ifcObjectDefinition | ifcObject | ifcProduct | ifcElement | ifcBuildingElement | ifcRoof |  |  | HIP ROOF | telhado inclinado | envoltória - telhados | OST_Roofs
ifcObjectDefinition | ifcObject | ifcProduct | ifcElement | ifcBuildingElement | ifcRoof |  |  | HIPPED GABLE ROOF | telhado gable | envoltória - telhados | OST_Roofs
ifcObjectDefinition | ifcObject | ifcProduct | ifcElement | ifcBuildingElement | ifcRoof |  |  | MANSARD ROOF | mansarda | envoltória - telhados | OST_Roofs
ifcObjectDefinition | ifcObject | ifcProduct | ifcElement | ifcBuildingElement | ifcRoof |  |  | PAVILION ROOF | telhado de pavilhão | envoltória - telhados | OST_Roofs
ifcObjectDefinition | ifcObject | ifcProduct | ifcElement | ifcBuildingElement | ifcRoof |  |  | RAINBOW ROOF | telhado gótico | envoltória - telhados | OST_Roofs
ifcObjectDefinition | ifcObject | ifcProduct | ifcElement | ifcBuildingElement | ifcRoof |  |  | SHED ROOF | telhado shed | envoltória - telhados | OST_Roofs
ifcObjectDefinition | ifcObject | ifcProduct | ifcElement | ifcBuildingElement | ifcRoof |  |  | USERDEFINED | definido pelo usuário | envoltória - telhados | OST_Roofs
ifcObjectDefinition | ifcObject | ifcProduct | ifcElement | ifcBuildingElement | ifcRoof |  |  | NOTDEFINED | não definido | envoltória - telhados | OST_Roofs
ifcObjectDefinition | ifcTypeObject | ifcTypeProduct | ifcElementType | ifcDistributionElementType | ifcDistributionFlowElementType | ifcFlowTerminalType | ifcSanitaryTerminaI | Enum_ENU | Enum_BRA | Classes_IFC
ifcObjectDefinition | ifcTypeObject | ifcTypeProduct | ifcElementType | ifcDistributionElementType | ifcDistributionFlowElementType | ifcFlowTerminalType | ifcSanitaryTerminaI | BATH | banheira | equipamento sanitário | OST_PlumbingEquipment
ifcObjectDefinition | ifcTypeObject | ifcTypeProduct | ifcElementType | ifcDistributionElementType | ifcDistributionFlowElementType | ifcFlowTerminalType | ifcSanitaryTerminaI | BIDET | bidê | equipamento sanitário | OST_PlumbingEquipment
ifcObjectDefinition | ifcTypeObject | ifcTypeProduct | ifcElementType | ifcDistributionElementType | ifcDistributionFlowElementType | ifcFlowTerminalType | ifcSanitaryTerminaI | CISTERN | cisterna | equipamento sanitário | OST_PlumbingEquipment
ifcObjectDefinition | ifcTypeObject | ifcTypeProduct | ifcElementType | ifcDistributionElementType | ifcDistributionFlowElementType | ifcFlowTerminalType | ifcSanitaryTerminaI | SANITARYFOUNTAIN | bebedouro | equipamento sanitário | OST_PlumbingEquipment
ifcObjectDefinition | ifcTypeObject | ifcTypeProduct | ifcElementType | ifcDistributionElementType | ifcDistributionFlowElementType | ifcFlowTerminalType | ifcSanitaryTerminaI | SHOWER | chuveiro | equipamento sanitário | OST_PlumbingEquipment
ifcObjectDefinition | ifcTypeObject | ifcTypeProduct | ifcElementType | ifcDistributionElementType | ifcDistributionFlowElementType | ifcFlowTerminalType | ifcSanitaryTerminaI | SINK | pia | equipamento sanitário | OST_PlumbingEquipment
ifcObjectDefinition | ifcTypeObject | ifcTypeProduct | ifcElementType | ifcDistributionElementType | ifcDistributionFlowElementType | ifcFlowTerminalType | ifcSanitaryTerminaI | TOILETPAN | bacia sanitária | equipamento sanitário | OST_PlumbingEquipment
ifcObjectDefinition | ifcTypeObject | ifcTypeProduct | ifcElementType | ifcDistributionElementType | ifcDistributionFlowElementType | ifcFlowTerminalType | ifcSanitaryTerminaI | URINAL | mictório | equipamento sanitário | OST_PlumbingEquipment
ifcObjectDefinition | ifcTypeObject | ifcTypeProduct | ifcElementType | ifcDistributionElementType | ifcDistributionFlowElementType | ifcFlowTerminalType | ifcSanitaryTerminaI | WASHHANDBASIN | pia de mão | equipamento sanitário | OST_PlumbingEquipment
ifcObjectDefinition | ifcTypeObject | ifcTypeProduct | ifcElementType | ifcDistributionElementType | ifcDistributionFlowElementType | ifcFlowTerminalType | ifcSanitaryTerminaI | USERDEFINED | definido pelo usuário | equipamento sanitário | OST_PlumbingEquipment
ifcObjectDefinition | ifcTypeObject | ifcTypeProduct | ifcElementType | ifcDistributionElementType | ifcDistributionFlowElementType | ifcFlowTerminalType | ifcSanitaryTerminaI | NOTDEFINED | não definido | equipamento sanitário | OST_PlumbingEquipment
ifcObjectDefinition | ifcObject | ifcProduct | ifcElement | ifcDistributionElement | ifcDistributionControlElement | ifcSensor |  | Enum_ENU | Enum_BRA | Classes_IFC
ifcObjectDefinition | ifcObject | ifcProduct | ifcElement | ifcDistributionElement | ifcDistributionControlElement | ifcSensor |  | C02SENSOR | sensor de CO2 | elétrica - sensores | OST_ElectricalFixtures
ifcObjectDefinition | ifcObject | ifcProduct | ifcElement | ifcDistributionElement | ifcDistributionControlElement | ifcSensor |  | CONDUCTANCE-SENSOR | sensor de conductância | elétrica - sensores | OST_ElectricalFixtures
ifcObjectDefinition | ifcObject | ifcProduct | ifcElement | ifcDistributionElement | ifcDistributionControlElement | ifcSensor |  | CONTACTSENSOR | sensor de contato | elétrica - sensores | OST_ElectricalFixtures
ifcObjectDefinition | ifcObject | ifcProduct | ifcElement | ifcDistributionElement | ifcDistributionControlElement | ifcSensor |  | COSENSOR | sensor de CO | elétrica - sensores | OST_ElectricalFixtures
ifcObjectDefinition | ifcObject | ifcProduct | ifcElement | ifcDistributionElement | ifcDistributionControlElement | ifcSensor |  | FIRESENSOR | sensor de fogo | elétrica - sensores | OST_ElectricalFixtures
ifcObjectDefinition | ifcObject | ifcProduct | ifcElement | ifcDistributionElement | ifcDistributionControlElement | ifcSensor |  | FLOWSENSOR | sensor de vazão | elétrica - sensores | OST_ElectricalFixtures
ifcObjectDefinition | ifcObject | ifcProduct | ifcElement | ifcDistributionElement | ifcDistributionControlElement | ifcSensor |  | FROSTSENSOR | sensor de congelamento | elétrica - sensores | OST_ElectricalFixtures
ifcObjectDefinition | ifcObject | ifcProduct | ifcElement | ifcDistributionElement | ifcDistributionControlElement | ifcSensor |  | GASSENSOR | sensor de gas | elétrica - sensores | OST_ElectricalFixtures
ifcObjectDefinition | ifcObject | ifcProduct | ifcElement | ifcDistributionElement | ifcDistributionControlElement | ifcSensor |  | HEATSENSOR | sensor de calor | elétrica - sensores | OST_ElectricalFixtures
ifcObjectDefinition | ifcObject | ifcProduct | ifcElement | ifcDistributionElement | ifcDistributionControlElement | ifcSensor |  | HUMIDITYSENSOR | sensor de umidade | elétrica - sensores | OST_ElectricalFixtures
ifcObjectDefinition | ifcObject | ifcProduct | ifcElement | ifcDistributionElement | ifcDistributionControlElement | ifcSensor |  | IDENTIFIERSENSOR | sensor de identificação | elétrica - sensores | OST_ElectricalFixtures
ifcObjectDefinition | ifcObject | ifcProduct | ifcElement | ifcDistributionElement | ifcDistributionControlElement | ifcSensor |  | IONCONCENTRATIONSENSOR | sensor de concentração sensor de ion | elétrica - sensores | OST_ElectricalFixtures
ifcObjectDefinition | ifcObject | ifcProduct | ifcElement | ifcDistributionElement | ifcDistributionControlElement | ifcSensor |  | LEVELSENSOR | sensor de nível | elétrica - sensores | OST_ElectricalFixtures
ifcObjectDefinition | ifcObject | ifcProduct | ifcElement | ifcDistributionElement | ifcDistributionControlElement | ifcSensor |  | LIGHTSENSOR | sensor de iluminação | elétrica - sensores | OST_ElectricalFixtures
ifcObjectDefinition | ifcObject | ifcProduct | ifcElement | ifcDistributionElement | ifcDistributionControlElement | ifcSensor |  | MOISTURESENSOR | sensor de umidade | elétrica - sensores | OST_ElectricalFixtures
ifcObjectDefinition | ifcObject | ifcProduct | ifcElement | ifcDistributionElement | ifcDistributionControlElement | ifcSensor |  | MOVEMENTSENSOR | sensor de movimento | elétrica - sensores | OST_ElectricalFixtures
ifcObjectDefinition | ifcObject | ifcProduct | ifcElement | ifcDistributionElement | ifcDistributionControlElement | ifcSensor |  | PHSENSOR | sensor de PH | elétrica - sensores | OST_ElectricalFixtures
ifcObjectDefinition | ifcObject | ifcProduct | ifcElement | ifcDistributionElement | ifcDistributionControlElement | ifcSensor |  | PRESSURESENSOR | sensor de pressão | elétrica - sensores | OST_ElectricalFixtures
ifcObjectDefinition | ifcObject | ifcProduct | ifcElement | ifcDistributionElement | ifcDistributionControlElement | ifcSensor |  | RADIATIONSENSOR | sensor de radiação | elétrica - sensores | OST_ElectricalFixtures
ifcObjectDefinition | ifcObject | ifcProduct | ifcElement | ifcDistributionElement | ifcDistributionControlElement | ifcSensor |  | RADIOACTIVITYSENSOR | sensor de radioactividade | elétrica - sensores | OST_ElectricalFixtures
ifcObjectDefinition | ifcObject | ifcProduct | ifcElement | ifcDistributionElement | ifcDistributionControlElement | ifcSensor |  | SMOKESENSOR | sensor de fumaça | elétrica - sensores | OST_ElectricalFixtures
ifcObjectDefinition | ifcObject | ifcProduct | ifcElement | ifcDistributionElement | ifcDistributionControlElement | ifcSensor |  | SOUNDSENSOR | sensor de som | elétrica - sensores | OST_ElectricalFixtures
ifcObjectDefinition | ifcObject | ifcProduct | ifcElement | ifcDistributionElement | ifcDistributionControlElement | ifcSensor |  | TEMPERATURESENSOR | sensor de temperatura | elétrica - sensores | OST_ElectricalFixtures
ifcObjectDefinition | ifcObject | ifcProduct | ifcElement | ifcDistributionElement | ifcDistributionControlElement | ifcSensor |  | WINDSENSOR | sensor de vento | elétrica - sensores | OST_ElectricalFixtures
ifcObjectDefinition | ifcObject | ifcProduct | ifcElement | ifcDistributionElement | ifcDistributionControlElement | ifcSensor |  | USERDEFINED | definido pelo usuário | elétrica - sensores | OST_ElectricalFixtures
ifcObjectDefinition | ifcObject | ifcProduct | ifcElement | ifcDistributionElement | ifcDistributionControlElement | ifcSensor |  | NOTDEFINED | não definido | elétrica - sensores | OST_ElectricalFixtures
ifcObjectDefinition | ifcObject | ifcProduct | ifcElement | ifcBuildingElement | ifcBuildingElement | ifcShadingDevice |  | Enum_ENU | Enum_BRA | Classes_IFC
ifcObjectDefinition | ifcObject | ifcProduct | ifcElement | ifcBuildingElement | ifcBuildingElement | ifcShadingDevice |  | AWNING | toldo | envoltória - sombreamento | OST_GenericModel
ifcObjectDefinition | ifcObject | ifcProduct | ifcElement | ifcBuildingElement | ifcBuildingElement | ifcShadingDevice |  | JALOUSIE | cortina americana | envoltória - sombreamento | OST_GenericModel
ifcObjectDefinition | ifcObject | ifcProduct | ifcElement | ifcBuildingElement | ifcBuildingElement | ifcShadingDevice |  | SHUTTER | veneziana | envoltória - sombreamento | OST_GenericModel
ifcObjectDefinition | ifcObject | ifcProduct | ifcElement | ifcBuildingElement | ifcBuildingElement | ifcShadingDevice |  | USERDEFINED | definido pelo usuário | envoltória - sombreamento | OST_GenericModel
ifcObjectDefinition | ifcObject | ifcProduct | ifcElement | ifcBuildingElement | ifcBuildingElement | ifcShadingDevice |  | NOTDEFINED | não definido | envoltória - sombreamento | OST_GenericModel
ifcObjectDefinition | ifcObject | ifcProduct | ifcSpatialElement | ifcSpatialStructureElement | ifcSite |  |  | Enum_ENU | Enum_BRA | Classes_IFC
ifcObjectDefinition | ifcObject | ifcProduct | ifcSpatialElement | ifcSpatialStructureElement | ifcSite |  |  | USERDEFINED | definido pelo usuário | geo - sitio | OST_SitePropertyLineSegment | OST_Site | OST_SitePoint | OST_SiteRegion | OST_SiteSurface
ifcObjectDefinition | ifcObject | ifcProduct | ifcSpatialElement | ifcSpatialStructureElement | ifcSite |  |  | NOTDEFINED | não definido | geo - sitio | OST_SitePropertyLineSegment | OST_Site | OST_SitePoint | OST_SiteRegion | OST_SiteSurface
ifcObjectDefinition | ifcObject | ifcProduct | ifcElement | ifcBuildingElement | ifcBuildingElement | ifcSlab |  | Enum_ENU | Enum_BRA | Classes_IFC
ifcObjectDefinition | ifcObject | ifcProduct | ifcElement | ifcBuildingElement | ifcBuildingElement | ifcSlab |  | BASESLAB | platô | estrutura - lajes | OST_StructuralFoundation
ifcObjectDefinition | ifcObject | ifcProduct | ifcElement | ifcBuildingElement | ifcBuildingElement | ifcSlab |  | FLOOR | piso | estrutura - lajes | OST_Floors
ifcObjectDefinition | ifcObject | ifcProduct | ifcElement | ifcBuildingElement | ifcBuildingElement | ifcSlab |  | LANDING | descanso | estrutura - lajes | OST_StairsLandings
ifcObjectDefinition | ifcObject | ifcProduct | ifcElement | ifcBuildingElement | ifcBuildingElement | ifcSlab |  | ROOF | cobertura | estrutura - lajes | OST_Roofs
ifcObjectDefinition | ifcObject | ifcProduct | ifcElement | ifcBuildingElement | ifcBuildingElement | ifcSlab |  | USERDEFINED | definido pelo usuário | estrutura - lajes | OST_Floors
ifcObjectDefinition | ifcObject | ifcProduct | ifcElement | ifcBuildingElement | ifcBuildingElement | ifcSlab |  | NOTDEFINED | não definido | estrutura - lajes | OST_Floors
ifcObjectDefinition | ifcObject | ifcProduct | ifcElement | ifcDistributionElement | ifcDistributionFlowElement | ifcEnergyConversionDevice | ifcSoIarDevice | Enum_ENU | Enum_BRA | Classes_IFC
ifcObjectDefinition | ifcObject | ifcProduct | ifcElement | ifcDistributionElement | ifcDistributionFlowElement | ifcEnergyConversionDevice | ifcSoIarDevice | SOLARCOLLECTOR | coletor solar | elétrica - energia solar | OST_ElectricalFixtures
ifcObjectDefinition | ifcObject | ifcProduct | ifcElement | ifcDistributionElement | ifcDistributionFlowElement | ifcEnergyConversionDevice | ifcSoIarDevice | SOLARPANEL | painel solar | elétrica - energia solar | OST_ElectricalFixtures
ifcObjectDefinition | ifcObject | ifcProduct | ifcElement | ifcDistributionElement | ifcDistributionFlowElement | ifcEnergyConversionDevice | ifcSoIarDevice | USERDEFINED | definido pelo usuário | elétrica - energia solar | OST_ElectricalFixtures
ifcObjectDefinition | ifcObject | ifcProduct | ifcElement | ifcDistributionElement | ifcDistributionFlowElement | ifcEnergyConversionDevice | ifcSoIarDevice | NOTDEFINED | não definido | elétrica - energia solar | OST_ElectricalFixtures
ifcObjectDefinition | ifcObject | ifcProduct | ifcSpatialElement | ifcSpatialStructureElement | ifcSpace |  |  | Enum_ENU | Enum_BRA | Classes_IFC
ifcObjectDefinition | ifcObject | ifcProduct | ifcSpatialElement | ifcSpatialStructureElement | ifcSpace |  |  | EXTERNAL | externo | edifício - espaços | OST_MEPSpaces | OST_Rooms | OST_Areas
ifcObjectDefinition | ifcObject | ifcProduct | ifcSpatialElement | ifcSpatialStructureElement | ifcSpace |  |  | GFA | área bruta | edifício - espaços | OST_Areas
ifcObjectDefinition | ifcObject | ifcProduct | ifcSpatialElement | ifcSpatialStructureElement | ifcSpace |  |  | INTERNAL | interno | edifício - espaços | OST_MEPSpaces | OST_Rooms | OST_Areas
ifcObjectDefinition | ifcObject | ifcProduct | ifcSpatialElement | ifcSpatialStructureElement | ifcSpace |  |  | PARKING | estacionamento | edifício - espaços | OST_MEPSpaces | OST_Rooms | OST_Areas
ifcObjectDefinition | ifcObject | ifcProduct | ifcSpatialElement | ifcSpatialStructureElement | ifcSpace |  |  | SPACE | espaço | edifício - espaços | OST_MEPSpaces | OST_Rooms | OST_Areas
ifcObjectDefinition | ifcObject | ifcProduct | ifcSpatialElement | ifcSpatialStructureElement | ifcSpace |  |  | USERDEFINED | definido pelo usuário | edifício - espaços | OST_MEPSpaces | OST_Rooms | OST_Areas
ifcObjectDefinition | ifcObject | ifcProduct | ifcSpatialElement | ifcSpatialStructureElement | ifcSpace |  |  | NOTDEFINED | não definido | edifício - espaços | OST_MEPSpaces | OST_Rooms | OST_Areas
ifcObjectDefinition | ifcObject | ifcProduct | ifcElement | ifcDistributionElement | ifcDistributionFlowElement | ifcFlowTerminal | ifcSpaceHeater | Enum_ENU | Enum_BRA | Classes_IFC
ifcObjectDefinition | ifcObject | ifcProduct | ifcElement | ifcDistributionElement | ifcDistributionFlowElement | ifcFlowTerminal | ifcSpaceHeater | CONVECTOR | aquecedor de convecção | HVAC - aquecedores | OST_SpecialityEquipment
ifcObjectDefinition | ifcObject | ifcProduct | ifcElement | ifcDistributionElement | ifcDistributionFlowElement | ifcFlowTerminal | ifcSpaceHeater | RADIATOR | radiador | HVAC - aquecedores | OST_SpecialityEquipment
ifcObjectDefinition | ifcObject | ifcProduct | ifcElement | ifcDistributionElement | ifcDistributionFlowElement | ifcFlowTerminal | ifcSpaceHeater | USERDEFINED | definido pelo usuário | HVAC - aquecedores | OST_SpecialityEquipment
ifcObjectDefinition | ifcObject | ifcProduct | ifcElement | ifcDistributionElement | ifcDistributionFlowElement | ifcFlowTerminal | ifcSpaceHeater | NOTDEFINED | não definido | HVAC - aquecedores | OST_SpecialityEquipment
ifcObjectDefinition | ifcObject | ifcProduct | ifcSpatialElement | ifcSpatialZone |  |  |  | Enum_ENU | Enum_BRA | Classes_IFC
ifcObjectDefinition | ifcObject | ifcProduct | ifcSpatialElement | ifcSpatialZone |  |  |  | CONSTRUCTION | zona de construção | edifício - zonas | OST_MassZone
ifcObjectDefinition | ifcObject | ifcProduct | ifcSpatialElement | ifcSpatialZone |  |  |  | FIRESAFETY | zona de segurança de incendio | edifício - zonas | OST_ZoneEquipment
ifcObjectDefinition | ifcObject | ifcProduct | ifcSpatialElement | ifcSpatialZone |  |  |  | LIGHTING | zona de iluminação | edifício - zonas | OST_ElectricalLoadZoneType
ifcObjectDefinition | ifcObject | ifcProduct | ifcSpatialElement | ifcSpatialZone |  |  |  | OCCUPANCY | zona útil | edifício - zonas | OST_HVAC_Zones | OST_ElectricalLoadZoneType
ifcObjectDefinition | ifcObject | ifcProduct | ifcSpatialElement | ifcSpatialZone |  |  |  | SECURITY | zona de seguridade | edifício - zonas | OST_ZoneEquipment
ifcObjectDefinition | ifcObject | ifcProduct | ifcSpatialElement | ifcSpatialZone |  |  |  | THERMAL | zona térmica | edifício - zonas | OST_HVAC_Zones
ifcObjectDefinition | ifcObject | ifcProduct | ifcSpatialElement | ifcSpatialZone |  |  |  | TRANSPORT | zona de transporte | edifício - zonas | OST_ZoneEquipment
ifcObjectDefinition | ifcObject | ifcProduct | ifcSpatialElement | ifcSpatialZone |  |  |  | VENTILATION | zona de ventilação | edifício - zonas | OST_HVAC_Zones
ifcObjectDefinition | ifcObject | ifcProduct | ifcSpatialElement | ifcSpatialZone |  |  |  | USERDEFINED | definido pelo usuário | edifício - zonas | OST_HVAC_Zones
ifcObjectDefinition | ifcObject | ifcProduct | ifcSpatialElement | ifcSpatialZone |  |  |  | NOTDEFINED | não definido | edifício - zonas | OST_HVAC_Zones
ifcObjectDefinition | ifcObject | ifcGroup | ifcSystem | ifcZone |  |  |  | Enum_ENU | Enum_BRA | Classes_IFC
ifcObjectDefinition | ifcObject | ifcGroup | ifcSystem | ifcZone |  |  |  | USERDEFINED | definido pelo usuário | edifício - sistema de zonificação | OST_MEPSystemZone
ifcObjectDefinition | ifcObject | ifcGroup | ifcSystem | ifcZone |  |  |  | NOTDEFINED | não definido | edifício - sistema de zonificação | OST_MEPSystemZone
ifcObjectDefinition | ifcObject | ifcProduct | ifcElement | ifcDistributionElement | ifcDistributionFlowElement | ifcFlowTerminal | ifcStackTerminaI | Enum_ENU | Enum_BRA | Classes_IFC
ifcObjectDefinition | ifcObject | ifcProduct | ifcElement | ifcDistributionElement | ifcDistributionFlowElement | ifcFlowTerminal | ifcStackTerminaI | BIRDCAGE | grelha hemisférica | tubulação - terminais de fluídos | OST_Cage
ifcObjectDefinition | ifcObject | ifcProduct | ifcElement | ifcDistributionElement | ifcDistributionFlowElement | ifcFlowTerminal | ifcStackTerminaI | COWL | capela | tubulação - terminais de fluídos | OST_PipeFitting
ifcObjectDefinition | ifcObject | ifcProduct | ifcElement | ifcDistributionElement | ifcDistributionFlowElement | ifcFlowTerminal | ifcStackTerminaI | RAINWATERHOPPER | coletor de calha pluvial | tubulação - terminais de fluídos | OST_PipeFitting
ifcObjectDefinition | ifcObject | ifcProduct | ifcElement | ifcDistributionElement | ifcDistributionFlowElement | ifcFlowTerminal | ifcStackTerminaI | USERDEFINED | definido pelo usuário | tubulação - terminais de fluídos | OST_PipeFitting
ifcObjectDefinition | ifcObject | ifcProduct | ifcElement | ifcDistributionElement | ifcDistributionFlowElement | ifcFlowTerminal | ifcStackTerminaI | NOTDEFINED | não definido | tubulação - terminais de fluídos | OST_PipeFitting
ifcObjectDefinition | ifcObject | ifcProduct | ifcElement | ifcBuildingElement | ifcBuildingElement | ifcStair |  | Enum_ENU | Enum_BRA | Classes_IFC
ifcObjectDefinition | ifcObject | ifcProduct | ifcElement | ifcBuildingElement | ifcBuildingElement | ifcStair |  | CURVED RUN STAIR | escada curva sem patamar | circulação - rampas e escadas | OST_Stairs
ifcObjectDefinition | ifcObject | ifcProduct | ifcElement | ifcBuildingElement | ifcBuildingElement | ifcStair |  | DOUBLE RETURN STAIR | escada em T | circulação - rampas e escadas | OST_Stairs
ifcObjectDefinition | ifcObject | ifcProduct | ifcElement | ifcBuildingElement | ifcBuildingElement | ifcStair |  | HALF TURN STAIR | escada de 2 lances simétricos em U com patamar | circulação - rampas e escadas | OST_Stairs
ifcObjectDefinition | ifcObject | ifcProduct | ifcElement | ifcBuildingElement | ifcBuildingElement | ifcStair |  | HALF WINDING STAIR | escada de 2 lances simétricos em U compensados | circulação - rampas e escadas | OST_Stairs
ifcObjectDefinition | ifcObject | ifcProduct | ifcElement | ifcBuildingElement | ifcBuildingElement | ifcStair |  | QUARTER TURN STAIR | escada de 2 lances assimétricos em L com patamar | circulação - rampas e escadas | OST_Stairs
ifcObjectDefinition | ifcObject | ifcProduct | ifcElement | ifcBuildingElement | ifcBuildingElement | ifcStair |  | QUARTER WINDING STAR | escada de 2 lances assimétricos em L compensados | circulação - rampas e escadas | OST_Stairs
ifcObjectDefinition | ifcObject | ifcProduct | ifcElement | ifcBuildingElement | ifcBuildingElement | ifcStair |  | SPIRAL STAIR | escada em espiral | circulação - rampas e escadas | OST_Stairs
ifcObjectDefinition | ifcObject | ifcProduct | ifcElement | ifcBuildingElement | ifcBuildingElement | ifcStair |  | STRAIGHT RUN STAIR | escada reta sem patamar | circulação - rampas e escadas | OST_Stairs
ifcObjectDefinition | ifcObject | ifcProduct | ifcElement | ifcBuildingElement | ifcBuildingElement | ifcStair |  | THREE QUARTER TURN STAIR | escada de 4 lances com patamares | circulação - rampas e escadas | OST_Stairs
ifcObjectDefinition | ifcObject | ifcProduct | ifcElement | ifcBuildingElement | ifcBuildingElement | ifcStair |  | THREE QUARTER WINDING STAIR | escada de 4 lances compensados | circulação - rampas e escadas | OST_Stairs
ifcObjectDefinition | ifcObject | ifcProduct | ifcElement | ifcBuildingElement | ifcBuildingElement | ifcStair |  | TWO CURVED RUN STAIR | escada curva com patamar intermediario | circulação - rampas e escadas | OST_Stairs
ifcObjectDefinition | ifcObject | ifcProduct | ifcElement | ifcBuildingElement | ifcBuildingElement | ifcStair |  | TWO QUARTER TURN STAIR | escada com 3 lances com patamares | circulação - rampas e escadas | OST_Stairs
ifcObjectDefinition | ifcObject | ifcProduct | ifcElement | ifcBuildingElement | ifcBuildingElement | ifcStair |  | TWO QUARTER WINDING STAIR | escada com 3 lances compensada | circulação - rampas e escadas | OST_Stairs
ifcObjectDefinition | ifcObject | ifcProduct | ifcElement | ifcBuildingElement | ifcBuildingElement | ifcStair |  | TWO STRAIGHT RUN STAIR | escada reta 2 lances | circulação - rampas e escadas | OST_Stairs
ifcObjectDefinition | ifcObject | ifcProduct | ifcElement | ifcBuildingElement | ifcBuildingElement | ifcStair |  | USERDEFINED | definido pelo usuário | circulação - rampas e escadas | OST_Stairs
ifcObjectDefinition | ifcObject | ifcProduct | ifcElement | ifcBuildingElement | ifcBuildingElement | ifcStair |  | NOTDEFINED | não definido | circulação - rampas e escadas | OST_Stairs
ifcObjectDefinition | ifcObject | ifcProduct | ifcElement | ifcBuildingElement | ifcBuildingElement | ifcStairFIight |  | Enum_ENU | Enum_BRA | Classes_IFC
ifcObjectDefinition | ifcObject | ifcProduct | ifcElement | ifcBuildingElement | ifcBuildingElement | ifcStairFIight |  | CURVED | escada curva | circulação - rampas e escadas | OST_Stairs
ifcObjectDefinition | ifcObject | ifcProduct | ifcElement | ifcBuildingElement | ifcBuildingElement | ifcStairFIight |  | FREEFORM | escada formato livre | circulação - rampas e escadas | OST_Stairs
ifcObjectDefinition | ifcObject | ifcProduct | ifcElement | ifcBuildingElement | ifcBuildingElement | ifcStairFIight |  | SPIRAL | escada em espiral | circulação - rampas e escadas | OST_Stairs
ifcObjectDefinition | ifcObject | ifcProduct | ifcElement | ifcBuildingElement | ifcBuildingElement | ifcStairFIight |  | STRAIGHT | escada reta | circulação - rampas e escadas | OST_Stairs
ifcObjectDefinition | ifcObject | ifcProduct | ifcElement | ifcBuildingElement | ifcBuildingElement | ifcStairFIight |  | WINDER | escada compensada | circulação - rampas e escadas | OST_Stairs
ifcObjectDefinition | ifcObject | ifcProduct | ifcElement | ifcBuildingElement | ifcBuildingElement | ifcStairFIight |  | USERDEFINED | definido pelo usuário | circulação - rampas e escadas | OST_Stairs
ifcObjectDefinition | ifcObject | ifcProduct | ifcElement | ifcBuildingElement | ifcBuildingElement | ifcStairFIight |  | NOTDEFINED | não definido | circulação - rampas e escadas | OST_Stairs
ifcObjectDefinition | ifcObject | ifcProduct | ifcElement | ifcDistributionElement | ifcDistributionFlowElement | ifcFlowController | ifcSwitchingDevice | Enum_ENU | Enum_BRA | Classes_IFC
ifcObjectDefinition | ifcObject | ifcProduct | ifcElement | ifcDistributionElement | ifcDistributionFlowElement | ifcFlowController | ifcSwitchingDevice | CONTACTOR | contactor | elétrica - dispositivo de controle | OST_ElectricalFixtures
ifcObjectDefinition | ifcObject | ifcProduct | ifcElement | ifcDistributionElement | ifcDistributionFlowElement | ifcFlowController | ifcSwitchingDevice | DIMMERSWITCH | dimerizador | elétrica - dispositivo de controle | OST_ElectricalFixtures
ifcObjectDefinition | ifcObject | ifcProduct | ifcElement | ifcDistributionElement | ifcDistributionFlowElement | ifcFlowController | ifcSwitchingDevice | EMERGENCYSTOP | botão de emergência | elétrica - dispositivo de controle | OST_ElectricalFixtures
ifcObjectDefinition | ifcObject | ifcProduct | ifcElement | ifcDistributionElement | ifcDistributionFlowElement | ifcFlowController | ifcSwitchingDevice | KEYPAD | botonera de comando | elétrica - dispositivo de controle | OST_ElectricalFixtures
ifcObjectDefinition | ifcObject | ifcProduct | ifcElement | ifcDistributionElement | ifcDistributionFlowElement | ifcFlowController | ifcSwitchingDevice | MOMENTARYSWITCH | switch momentâneo | elétrica - dispositivo de controle | OST_ElectricalFixtures
ifcObjectDefinition | ifcObject | ifcProduct | ifcElement | ifcDistributionElement | ifcDistributionFlowElement | ifcFlowController | ifcSwitchingDevice | SELECTORSWITCH | chave comutadora | elétrica - dispositivo de controle | OST_ElectricalFixtures
ifcObjectDefinition | ifcObject | ifcProduct | ifcElement | ifcDistributionElement | ifcDistributionFlowElement | ifcFlowController | ifcSwitchingDevice | STARTER | interruptor de arranque | elétrica - dispositivo de controle | OST_ElectricalFixtures
ifcObjectDefinition | ifcObject | ifcProduct | ifcElement | ifcDistributionElement | ifcDistributionFlowElement | ifcFlowController | ifcSwitchingDevice | SWITCHDISCONNECTOR | interruptor de parada | elétrica - dispositivo de controle | OST_ElectricalFixtures
ifcObjectDefinition | ifcObject | ifcProduct | ifcElement | ifcDistributionElement | ifcDistributionFlowElement | ifcFlowController | ifcSwitchingDevice | TOGGLESWITCH | interruptor de alternância | elétrica - dispositivo de controle | OST_ElectricalFixtures
ifcObjectDefinition | ifcObject | ifcProduct | ifcElement | ifcDistributionElement | ifcDistributionFlowElement | ifcFlowController | ifcSwitchingDevice | USERDEFINED | definido pelo usuário | elétrica - dispositivo de controle | OST_ElectricalFixtures
ifcObjectDefinition | ifcObject | ifcProduct | ifcElement | ifcDistributionElement | ifcDistributionFlowElement | ifcFlowController | ifcSwitchingDevice | NOTDEFINED | não definido | elétrica - dispositivo de controle | OST_ElectricalFixtures
ifcObjectDefinition | ifcObject | ifcProduct | ifcElement | ifcFurnishingElement | ifcSystemFurnitureEIement |  |  | Enum_ENU | Enum_BRA | Classes_IFC
ifcObjectDefinition | ifcObject | ifcProduct | ifcElement | ifcFurnishingElement | ifcSystemFurnitureEIement |  |  | PANEL | painel | mobiliários - sistemas | OST_FurnitureSystems
ifcObjectDefinition | ifcObject | ifcProduct | ifcElement | ifcFurnishingElement | ifcSystemFurnitureEIement |  |  | WORKSURFACE | superfície de trabalho | mobiliários - sistemas | OST_FurnitureSystems
ifcObjectDefinition | ifcObject | ifcProduct | ifcElement | ifcFurnishingElement | ifcSystemFurnitureEIement |  |  | USERDEFINED | definido pelo usuário | mobiliários - sistemas | OST_FurnitureSystems
ifcObjectDefinition | ifcObject | ifcProduct | ifcElement | ifcFurnishingElement | ifcSystemFurnitureEIement |  |  | NOTDEFINED | não definido | mobiliários - sistemas | OST_FurnitureSystems
ifcObjectDefinition | ifcObject | ifcProduct | ifcElement | ifcDistributionElement | ifcDistributionFlowElement | ifcFlowStorageDevice | ifcTank | Enum_ENU | Enum_BRA | Classes_IFC
ifcObjectDefinition | ifcObject | ifcProduct | ifcElement | ifcDistributionElement | ifcDistributionFlowElement | ifcFlowStorageDevice | ifcTank | BASIN | bacia | máquinas - tanques | OST_MechanicalEquipment
ifcObjectDefinition | ifcObject | ifcProduct | ifcElement | ifcDistributionElement | ifcDistributionFlowElement | ifcFlowStorageDevice | ifcTank | BREAKPRESSURE | tanque de pressão | máquinas - tanques | OST_MechanicalEquipment
ifcObjectDefinition | ifcObject | ifcProduct | ifcElement | ifcDistributionElement | ifcDistributionFlowElement | ifcFlowStorageDevice | ifcTank | EXPANSION | tanque de expasão | máquinas - tanques | OST_MechanicalEquipment
ifcObjectDefinition | ifcObject | ifcProduct | ifcElement | ifcDistributionElement | ifcDistributionFlowElement | ifcFlowStorageDevice | ifcTank | FEEDANDEXPANSION | tanque de pressão e expansão | máquinas - tanques | OST_MechanicalEquipment
ifcObjectDefinition | ifcObject | ifcProduct | ifcElement | ifcDistributionElement | ifcDistributionFlowElement | ifcFlowStorageDevice | ifcTank | PRESSURE-VESSEL | tanque de pressão | máquinas - tanques | OST_MechanicalEquipment
ifcObjectDefinition | ifcObject | ifcProduct | ifcElement | ifcDistributionElement | ifcDistributionFlowElement | ifcFlowStorageDevice | ifcTank | STORAGE | tanque de armazenamento | máquinas - tanques | OST_MechanicalEquipment
ifcObjectDefinition | ifcObject | ifcProduct | ifcElement | ifcDistributionElement | ifcDistributionFlowElement | ifcFlowStorageDevice | ifcTank | VESSEL | navio tanque | máquinas - tanques | OST_MechanicalEquipment
ifcObjectDefinition | ifcObject | ifcProduct | ifcElement | ifcDistributionElement | ifcDistributionFlowElement | ifcFlowStorageDevice | ifcTank | USERDEFINED | definido pelo usuário | máquinas - tanques | OST_MechanicalEquipment
ifcObjectDefinition | ifcObject | ifcProduct | ifcElement | ifcDistributionElement | ifcDistributionFlowElement | ifcFlowStorageDevice | ifcTank | NOTDEFINED | não definido | máquinas - tanques | OST_MechanicalEquipment
ifcObjectDefinition | ifcObject | ifcProduct | ifcElement | ElementComponent | ifcReinforcingElement | ifcTendon |  | Enum_ENU | Enum_BRA | Classes_IFC
ifcObjectDefinition | ifcObject | ifcProduct | ifcElement | ElementComponent | ifcReinforcingElement | ifcTendon |  | BAR | vergalhão de aço | estrutura - tirantes | OST_Rebar
ifcObjectDefinition | ifcObject | ifcProduct | ifcElement | ElementComponent | ifcReinforcingElement | ifcTendon |  | COATED | cordoalha engraxada - plastificada | estrutura - tirantes | OST_Rebar
ifcObjectDefinition | ifcObject | ifcProduct | ifcElement | ElementComponent | ifcReinforcingElement | ifcTendon |  | STRAND | cordoalha de fios de aço | estrutura - tirantes | OST_Rebar
ifcObjectDefinition | ifcObject | ifcProduct | ifcElement | ElementComponent | ifcReinforcingElement | ifcTendon |  | WIRE | fio para protenção | estrutura - tirantes | OST_Rebar
ifcObjectDefinition | ifcObject | ifcProduct | ifcElement | ElementComponent | ifcReinforcingElement | ifcTendon |  | USERDEFINED | definido pelo usuário | estrutura - tirantes | OST_Rebar
ifcObjectDefinition | ifcObject | ifcProduct | ifcElement | ElementComponent | ifcReinforcingElement | ifcTendon |  | NOTDEFINED | não definido | estrutura - tirantes | OST_Rebar
ifcObjectDefinition | ifcObject | ifcProduct | ifcElement | ElementComponent | ifcReinforcingElement | ifcTendonAnchor |  | Enum_ENU | Enum_BRA | Classes_IFC
ifcObjectDefinition | ifcObject | ifcProduct | ifcElement | ElementComponent | ifcReinforcingElement | ifcTendonAnchor |  | COUPLER | acoplador | estrutura - ancoragen de tirantes | OST_StructuralTendons
ifcObjectDefinition | ifcObject | ifcProduct | ifcElement | ElementComponent | ifcReinforcingElement | ifcTendonAnchor |  | FIXED END | fixa | estrutura - ancoragen de tirantes | OST_StructuralTendons
ifcObjectDefinition | ifcObject | ifcProduct | ifcElement | ElementComponent | ifcReinforcingElement | ifcTendonAnchor |  | TENSIONING END | de tensionar | estrutura - ancoragen de tirantes | OST_StructuralTendons
ifcObjectDefinition | ifcObject | ifcProduct | ifcElement | ElementComponent | ifcReinforcingElement | ifcTendonAnchor |  | USERDEFINED | definido pelo usuário | estrutura - ancoragen de tirantes | OST_StructuralTendons
ifcObjectDefinition | ifcObject | ifcProduct | ifcElement | ElementComponent | ifcReinforcingElement | ifcTendonAnchor |  | NOTDEFINED | não definido | estrutura - ancoragen de tirantes | OST_StructuralTendons
ifcObjectDefinition | ifcObject | ifcProduct | ifcElement | ifcDistributionElement | ifcDistributionFlowElement | ifcEnergyConversionDevice | ifcTransformer | Enum_ENU | Enum_BRA | Classes_IFC
ifcObjectDefinition | ifcObject | ifcProduct | ifcElement | ifcDistributionElement | ifcDistributionFlowElement | ifcEnergyConversionDevice | ifcTransformer | CURRENT | transformador de corrente | elétrica - transformadores | OST_ElectricalEquipment
ifcObjectDefinition | ifcObject | ifcProduct | ifcElement | ifcDistributionElement | ifcDistributionFlowElement | ifcEnergyConversionDevice | ifcTransformer | FREQUENCY | transformador de frequência | elétrica - transformadores | OST_ElectricalEquipment
ifcObjectDefinition | ifcObject | ifcProduct | ifcElement | ifcDistributionElement | ifcDistributionFlowElement | ifcEnergyConversionDevice | ifcTransformer | INVERTER | inversor de corrente DC/AC | elétrica - transformadores | OST_ElectricalEquipment
ifcObjectDefinition | ifcObject | ifcProduct | ifcElement | ifcDistributionElement | ifcDistributionFlowElement | ifcEnergyConversionDevice | ifcTransformer | RECTIFIER | retificador | elétrica - transformadores | OST_ElectricalEquipment
ifcObjectDefinition | ifcObject | ifcProduct | ifcElement | ifcDistributionElement | ifcDistributionFlowElement | ifcEnergyConversionDevice | ifcTransformer | VOLTAGE | transformador de voltagem | elétrica - transformadores | OST_ElectricalEquipment
ifcObjectDefinition | ifcObject | ifcProduct | ifcElement | ifcDistributionElement | ifcDistributionFlowElement | ifcEnergyConversionDevice | ifcTransformer | USERDEFINED | definido pelo usuário | elétrica - transformadores | OST_ElectricalEquipment
ifcObjectDefinition | ifcObject | ifcProduct | ifcElement | ifcDistributionElement | ifcDistributionFlowElement | ifcEnergyConversionDevice | ifcTransformer | NOTDEFINED | não definido | elétrica - transformadores | OST_ElectricalEquipment
ifcObjectDefinition | ifcObject | ifcProduct | ifcElement | ifcTransportEIement |  |  |  | Enum_ENU | Enum_BRA | Classes_IFC
ifcObjectDefinition | ifcObject | ifcProduct | ifcElement | ifcTransportEIement |  |  |  | CRANE-WAY | guindaste | sistemas de transporte | OST_MechanicalEquipment
ifcObjectDefinition | ifcObject | ifcProduct | ifcElement | ifcTransportEIement |  |  |  | ELEVATOR | elevador | sistemas de transporte | OST_MechanicalEquipment
ifcObjectDefinition | ifcObject | ifcProduct | ifcElement | ifcTransportEIement |  |  |  | ESCALATOR | escada rolante | sistemas de transporte | OST_MechanicalEquipment
ifcObjectDefinition | ifcObject | ifcProduct | ifcElement | ifcTransportEIement |  |  |  | LIFTINGGEAR | equipamento de elevação | sistemas de transporte | OST_MechanicalEquipment
ifcObjectDefinition | ifcObject | ifcProduct | ifcElement | ifcTransportEIement |  |  |  | MOVINGWALKWAY | esteira rolante | sistemas de transporte | OST_MechanicalEquipment
ifcObjectDefinition | ifcObject | ifcProduct | ifcElement | ifcTransportEIement |  |  |  | USERDEFINED | definido pelo usuário | sistemas de transporte | OST_MechanicalEquipment
ifcObjectDefinition | ifcObject | ifcProduct | ifcElement | ifcTransportEIement |  |  |  | NOTDEFINED | não definido | sistemas de transporte | OST_MechanicalEquipment
ifcObjectDefinition | ifcObject | ifcProduct | ifcElement | ifcDistributionElement | ifcDistributionFlowElement | ifcEnergyConversionDevice | ifcTubeBundIe | Enum_ENU | Enum_BRA | Classes_IFC
ifcObjectDefinition | ifcObject | ifcProduct | ifcElement | ifcDistributionElement | ifcDistributionFlowElement | ifcEnergyConversionDevice | ifcTubeBundIe | FINNED | tubo de calor | tubulação - tubos serpentinas | OST_MechanicalEquipment
ifcObjectDefinition | ifcObject | ifcProduct | ifcElement | ifcDistributionElement | ifcDistributionFlowElement | ifcEnergyConversionDevice | ifcTubeBundIe | USERDEFINED | definido pelo usuário | tubulação - tubos serpentinas | OST_MechanicalEquipment
ifcObjectDefinition | ifcObject | ifcProduct | ifcElement | ifcDistributionElement | ifcDistributionFlowElement | ifcEnergyConversionDevice | ifcTubeBundIe | NOTDEFINED | não definido | tubulação - tubos serpentinas | OST_MechanicalEquipment
ifcObjectDefinition | ifcObject | ifcProduct | ifcElement | ifcDistributionElement | ifcDistributionControlElement | ifcUnitaryControIEIement |  | Enum_ENU | Enum_BRA | Classes_IFC
ifcObjectDefinition | ifcObject | ifcProduct | ifcElement | ifcDistributionElement | ifcDistributionControlElement | ifcUnitaryControIEIement |  | ALARMPANEL | painel de alarme | elétrica - unid. de controle | OST_ElectricalFixtures
ifcObjectDefinition | ifcObject | ifcProduct | ifcElement | ifcDistributionElement | ifcDistributionControlElement | ifcUnitaryControIEIement |  | CONTROLPANEL | painel de control | elétrica - unid. de controle | OST_ElectricalFixtures
ifcObjectDefinition | ifcObject | ifcProduct | ifcElement | ifcDistributionElement | ifcDistributionControlElement | ifcUnitaryControIEIement |  | GASDETECTIONPANEL | painel de gas | elétrica - unid. de controle | OST_ElectricalFixtures
ifcObjectDefinition | ifcObject | ifcProduct | ifcElement | ifcDistributionElement | ifcDistributionControlElement | ifcUnitaryControIEIement |  | HUMIDISTAT | humidistato | elétrica - unid. de controle | OST_ElectricalFixtures
ifcObjectDefinition | ifcObject | ifcProduct | ifcElement | ifcDistributionElement | ifcDistributionControlElement | ifcUnitaryControIEIement |  | INDICATORPANEL | painel de indicação | elétrica - unid. de controle | OST_ElectricalFixtures
ifcObjectDefinition | ifcObject | ifcProduct | ifcElement | ifcDistributionElement | ifcDistributionControlElement | ifcUnitaryControIEIement |  | MIMICPANEL | painel de imitação | elétrica - unid. de controle | OST_ElectricalFixtures
ifcObjectDefinition | ifcObject | ifcProduct | ifcElement | ifcDistributionElement | ifcDistributionControlElement | ifcUnitaryControIEIement |  | THERMOSTAT | termostato | elétrica - unid. de controle | OST_ElectricalFixtures
ifcObjectDefinition | ifcObject | ifcProduct | ifcElement | ifcDistributionElement | ifcDistributionControlElement | ifcUnitaryControIEIement |  | WEATHERSTATION | estação meteorológica | elétrica - unid. de controle | OST_ElectricalFixtures
ifcObjectDefinition | ifcObject | ifcProduct | ifcElement | ifcDistributionElement | ifcDistributionControlElement | ifcUnitaryControIEIement |  | USERDEFINED | definido pelo usuário | elétrica - unid. de controle | OST_ElectricalFixtures
ifcObjectDefinition | ifcObject | ifcProduct | ifcElement | ifcDistributionElement | ifcDistributionControlElement | ifcUnitaryControIEIement |  | NOTDEFINED | não definido | elétrica - unid. de controle | OST_ElectricalFixtures
ifcObjectDefinition | ifcObject | ifcProduct | ifcElement | ifcDistributionElement | ifcDistributionFlowElement | ifcEnergyConversionDevice | ifcUnitaryEquipment | Enum_ENU | Enum_BRA | Classes_IFC
ifcObjectDefinition | ifcObject | ifcProduct | ifcElement | ifcDistributionElement | ifcDistributionFlowElement | ifcEnergyConversionDevice | ifcUnitaryEquipment | AIRCONDITIONINGUNIT | unidade de ar condicionado | HVAC - equipamento | OST_MechanicalEquipment
ifcObjectDefinition | ifcObject | ifcProduct | ifcElement | ifcDistributionElement | ifcDistributionFlowElement | ifcEnergyConversionDevice | ifcUnitaryEquipment | AIRHANDLER | ventilador | HVAC - equipamento | OST_MechanicalEquipment
ifcObjectDefinition | ifcObject | ifcProduct | ifcElement | ifcDistributionElement | ifcDistributionFlowElement | ifcEnergyConversionDevice | ifcUnitaryEquipment | DEHUMIDIFIER | desumidificador | HVAC - equipamento | OST_MechanicalEquipment
ifcObjectDefinition | ifcObject | ifcProduct | ifcElement | ifcDistributionElement | ifcDistributionFlowElement | ifcEnergyConversionDevice | ifcUnitaryEquipment | ROOFTOPUNIT | unidade rooftop | HVAC - equipamento | OST_MechanicalEquipment
ifcObjectDefinition | ifcObject | ifcProduct | ifcElement | ifcDistributionElement | ifcDistributionFlowElement | ifcEnergyConversionDevice | ifcUnitaryEquipment | SPLITSYSTEM | sistema split | HVAC - equipamento | OST_MechanicalEquipment
ifcObjectDefinition | ifcObject | ifcProduct | ifcElement | ifcDistributionElement | ifcDistributionFlowElement | ifcEnergyConversionDevice | ifcUnitaryEquipment | USERDEFINED | definido pelo usuário | HVAC - equipamento | OST_MechanicalEquipment
ifcObjectDefinition | ifcObject | ifcProduct | ifcElement | ifcDistributionElement | ifcDistributionFlowElement | ifcEnergyConversionDevice | ifcUnitaryEquipment | NOTDEFINED | não definido | HVAC - equipamento | OST_MechanicalEquipment
ifcObjectDefinition | ifcObject | ifcProduct | ifcElement | ifcDistributionElement | ifcDistributionFlowElement | ifcFlowController | ifcVaIve | Enum_ENU | Enum_BRA | Classes_IFC
ifcObjectDefinition | ifcObject | ifcProduct | ifcElement | ifcDistributionElement | ifcDistributionFlowElement | ifcFlowController | ifcVaIve | ARRELEASE | ventosa | tubulação - válvulas | OST_PipeFitting
ifcObjectDefinition | ifcObject | ifcProduct | ifcElement | ifcDistributionElement | ifcDistributionFlowElement | ifcFlowController | ifcVaIve | ANTIVACUUM | antivacuo | tubulação - válvulas | OST_PipeFitting
ifcObjectDefinition | ifcObject | ifcProduct | ifcElement | ifcDistributionElement | ifcDistributionFlowElement | ifcFlowController | ifcVaIve | CHANGEOVER | de bypass | tubulação - válvulas | OST_PipeFitting
ifcObjectDefinition | ifcObject | ifcProduct | ifcElement | ifcDistributionElement | ifcDistributionFlowElement | ifcFlowController | ifcVaIve | CHECK | válvula de retenção | tubulação - válvulas | OST_PipeFitting
ifcObjectDefinition | ifcObject | ifcProduct | ifcElement | ifcDistributionElement | ifcDistributionFlowElement | ifcFlowController | ifcVaIve | COMMISSIONING | válvula de comisionamento | tubulação - válvulas | OST_PipeFitting
ifcObjectDefinition | ifcObject | ifcProduct | ifcElement | ifcDistributionElement | ifcDistributionFlowElement | ifcFlowController | ifcVaIve | DIVERTING | válvula de desvio | tubulação - válvulas | OST_PipeFitting
ifcObjectDefinition | ifcObject | ifcProduct | ifcElement | ifcDistributionElement | ifcDistributionFlowElement | ifcFlowController | ifcVaIve | DOUBLECHECK | válvula de retenção portinhola dupla | tubulação - válvulas | OST_PipeFitting
ifcObjectDefinition | ifcObject | ifcProduct | ifcElement | ifcDistributionElement | ifcDistributionFlowElement | ifcFlowController | ifcVaIve | DOUBLEREGULATING | válvula de regulação dupla | tubulação - válvulas | OST_PipeFitting
ifcObjectDefinition | ifcObject | ifcProduct | ifcElement | ifcDistributionElement | ifcDistributionFlowElement | ifcFlowController | ifcVaIve | DRAWOFFCOCK | torneira | tubulação - válvulas | OST_PipeFitting
ifcObjectDefinition | ifcObject | ifcProduct | ifcElement | ifcDistributionElement | ifcDistributionFlowElement | ifcFlowController | ifcVaIve | FAUCET | torneira faucet | tubulação - válvulas | OST_PipeFitting
ifcObjectDefinition | ifcObject | ifcProduct | ifcElement | ifcDistributionElement | ifcDistributionFlowElement | ifcFlowController | ifcVaIve | FLUSHING | válvula de descarga | tubulação - válvulas | OST_PipeFitting
ifcObjectDefinition | ifcObject | ifcProduct | ifcElement | ifcDistributionElement | ifcDistributionFlowElement | ifcFlowController | ifcVaIve | GASCOCK | registro de gás | tubulação - válvulas | OST_PipeFitting
ifcObjectDefinition | ifcObject | ifcProduct | ifcElement | ifcDistributionElement | ifcDistributionFlowElement | ifcFlowController | ifcVaIve | GASTAP | registro de gás | tubulação - válvulas | OST_PipeFitting
ifcObjectDefinition | ifcObject | ifcProduct | ifcElement | ifcDistributionElement | ifcDistributionFlowElement | ifcFlowController | ifcVaIve | ISOLATING | registro da unidade | tubulação - válvulas | OST_PipeFitting
ifcObjectDefinition | ifcObject | ifcProduct | ifcElement | ifcDistributionElement | ifcDistributionFlowElement | ifcFlowController | ifcVaIve | MIXING | misturador | tubulação - válvulas | OST_PipeFitting
ifcObjectDefinition | ifcObject | ifcProduct | ifcElement | ifcDistributionElement | ifcDistributionFlowElement | ifcFlowController | ifcVaIve | PRESSUREREDUCING | válvula redutora de pressão | tubulação - válvulas | OST_PipeFitting
ifcObjectDefinition | ifcObject | ifcProduct | ifcElement | ifcDistributionElement | ifcDistributionFlowElement | ifcFlowController | ifcVaIve | PRESSURERELIEF | válvula de alívio | tubulação - válvulas | OST_PipeFitting
ifcObjectDefinition | ifcObject | ifcProduct | ifcElement | ifcDistributionElement | ifcDistributionFlowElement | ifcFlowController | ifcVaIve | REGULATING | válvula reguladora | tubulação - válvulas | OST_PipeFitting
ifcObjectDefinition | ifcObject | ifcProduct | ifcElement | ifcDistributionElement | ifcDistributionFlowElement | ifcFlowController | ifcVaIve | SAFETYCUTOFF | válvula de segurança | tubulação - válvulas | OST_PipeFitting
ifcObjectDefinition | ifcObject | ifcProduct | ifcElement | ifcDistributionElement | ifcDistributionFlowElement | ifcFlowController | ifcVaIve | STEAMTRAP | purgador de vapor | tubulação - válvulas | OST_PipeFitting
ifcObjectDefinition | ifcObject | ifcProduct | ifcElement | ifcDistributionElement | ifcDistributionFlowElement | ifcFlowController | ifcVaIve | STOPCOCK | registro | tubulação - válvulas | OST_PipeFitting
ifcObjectDefinition | ifcObject | ifcProduct | ifcElement | ifcDistributionElement | ifcDistributionFlowElement | ifcFlowController | ifcVaIve | USERDEFINED | definido pelo usuário | tubulação - válvulas | OST_PipeFitting
ifcObjectDefinition | ifcObject | ifcProduct | ifcElement | ifcDistributionElement | ifcDistributionFlowElement | ifcFlowController | ifcVaIve | NOTDEFINED | não definido | tubulação - válvulas | OST_PipeFitting
ifcObjectDefinition | ifcObject | ifcProduct | ifcElement | ifcElementComponent | ifcElementComponent | ifcVibrationIsoIator |  | Enum_ENU | Enum_BRA | Classes_IFC
ifcObjectDefinition | ifcObject | ifcProduct | ifcElement | ifcElementComponent | ifcElementComponent | ifcVibrationIsoIator |  | COMPRESSION | base de inêrcia | máquinas - isoladores de vibração | OST_MechanicalEquipment
ifcObjectDefinition | ifcObject | ifcProduct | ifcElement | ifcElementComponent | ifcElementComponent | ifcVibrationIsoIator |  | SPRING | isolador de mola | máquinas - isoladores de vibração | OST_MechanicalEquipment
ifcObjectDefinition | ifcObject | ifcProduct | ifcElement | ifcElementComponent | ifcElementComponent | ifcVibrationIsoIator |  | USERDEFINED | definido pelo usuário | máquinas - isoladores de vibração | OST_MechanicalEquipment
ifcObjectDefinition | ifcObject | ifcProduct | ifcElement | ifcElementComponent | ifcElementComponent | ifcVibrationIsoIator |  | NOTDEFINED | não definido | máquinas - isoladores de vibração | OST_MechanicalEquipment
ifcObjectDefinition | ifcObject | ifcProduct | ifcElement | ifcBuildingElement | ifcBuildingElement | ifcWall |  | Enum_ENU | Enum_BRA | Classes_IFC
ifcObjectDefinition | ifcObject | ifcProduct | ifcElement | ifcBuildingElement | ifcBuildingElement | ifcWall |  | MOVABLE | divisória móvel | edifício - partições | OST_Walls
ifcObjectDefinition | ifcObject | ifcProduct | ifcElement | ifcBuildingElement | ifcBuildingElement | ifcWall |  | PARAPET | parapeito | edifício - partições | OST_Walls
ifcObjectDefinition | ifcObject | ifcProduct | ifcElement | ifcBuildingElement | ifcBuildingElement | ifcWall |  | PARTITIONING | divisória fixa | edifício - partições | OST_Walls
ifcObjectDefinition | ifcObject | ifcProduct | ifcElement | ifcBuildingElement | ifcBuildingElement | ifcWall |  | PLUMBINGWALL | parede sanitária | edifício - partições | OST_Walls
ifcObjectDefinition | ifcObject | ifcProduct | ifcElement | ifcBuildingElement | ifcBuildingElement | ifcWall |  | SHEAR | muro de arrimo | edifício - partições | OST_Walls
ifcObjectDefinition | ifcObject | ifcProduct | ifcElement | ifcBuildingElement | ifcBuildingElement | ifcWall |  | SOLIDWALL | parede de alvenaria | edifício - partições | OST_Walls
ifcObjectDefinition | ifcObject | ifcProduct | ifcElement | ifcBuildingElement | ifcBuildingElement | ifcWall |  | ELEMENTEDWALL | parede composta | edifício - partições | OST_Walls
ifcObjectDefinition | ifcObject | ifcProduct | ifcElement | ifcBuildingElement | ifcBuildingElement | ifcWall |  | USERDEFINED | definido pelo usuário | edifício - partições | OST_Walls
ifcObjectDefinition | ifcObject | ifcProduct | ifcElement | ifcBuildingElement | ifcBuildingElement | ifcWall |  | NOTDEFINED | não definido | edifício - partições | OST_Walls
ifcObjectDefinition | ifcObject | ifcProduct | ifcElement | ifcDistributionElement | ifcDistributionFlowElement | ifcDistributionTerminal | ifcWasteTerminaI | Enum_ENU | Enum_BRA | Classes_IFC
ifcObjectDefinition | ifcObject | ifcProduct | ifcElement | ifcDistributionElement | ifcDistributionFlowElement | ifcDistributionTerminal | ifcWasteTerminaI | FLOORTRAP | ralo sifonado | tubulação - terminais esgoto e resíduos | OST_PipeFitting
ifcObjectDefinition | ifcObject | ifcProduct | ifcElement | ifcDistributionElement | ifcDistributionFlowElement | ifcDistributionTerminal | ifcWasteTerminaI | FLOORWASTE | ralo seco | tubulação - terminais esgoto e resíduos | OST_PipeFitting
ifcObjectDefinition | ifcObject | ifcProduct | ifcElement | ifcDistributionElement | ifcDistributionFlowElement | ifcDistributionTerminal | ifcWasteTerminaI | GULLYSUMP | sumidouro | tubulação - terminais esgoto e resíduos | OST_PipeFitting
ifcObjectDefinition | ifcObject | ifcProduct | ifcElement | ifcDistributionElement | ifcDistributionFlowElement | ifcDistributionTerminal | ifcWasteTerminaI | GULLYTRAP | caixa sifonada | tubulação - terminais esgoto e resíduos | OST_PipeFitting
ifcObjectDefinition | ifcObject | ifcProduct | ifcElement | ifcDistributionElement | ifcDistributionFlowElement | ifcDistributionTerminal | ifcWasteTerminaI | ROOFDRAIN | ralo hemisférico | tubulação - terminais esgoto e resíduos | OST_PipeFitting
ifcObjectDefinition | ifcObject | ifcProduct | ifcElement | ifcDistributionElement | ifcDistributionFlowElement | ifcDistributionTerminal | ifcWasteTerminaI | WASTEDISPOSALUNIT | triturador de alimentos | tubulação - terminais esgoto e resíduos | OST_PipeFitting
ifcObjectDefinition | ifcObject | ifcProduct | ifcElement | ifcDistributionElement | ifcDistributionFlowElement | ifcDistributionTerminal | ifcWasteTerminaI | WASTETRAP | sifão | tubulação - terminais esgoto e resíduos | OST_PipeFitting
ifcObjectDefinition | ifcObject | ifcProduct | ifcElement | ifcDistributionElement | ifcDistributionFlowElement | ifcDistributionTerminal | ifcWasteTerminaI | USERDEFINED | definido pelo usuário | tubulação - terminais esgoto e resíduos | OST_PipeFitting
ifcObjectDefinition | ifcObject | ifcProduct | ifcElement | ifcDistributionElement | ifcDistributionFlowElement | ifcDistributionTerminal | ifcWasteTerminaI | NOTDEFINED | não definido | tubulação - terminais esgoto e resíduos | OST_PipeFitting
ifcObjectDefinition | ifcObject | ifcProduct | ifcElement | ifcBuildingElement | ifcBuildingElement | ifcWindow |  | Enum_ENU | Enum_BRA | Classes_IFC
ifcObjectDefinition | ifcObject | ifcProduct | ifcElement | ifcBuildingElement | ifcBuildingElement | ifcWindow |  | LIGHTDOME | domo | edifício - portas e janelas | OST_Windows
ifcObjectDefinition | ifcObject | ifcProduct | ifcElement | ifcBuildingElement | ifcBuildingElement | ifcWindow |  | SKYLIGHT | claraboia | edifício - portas e janelas | OST_Windows
ifcObjectDefinition | ifcObject | ifcProduct | ifcElement | ifcBuildingElement | ifcBuildingElement | ifcWindow |  | WINDOW | janela | edifício - portas e janelas | OST_Windows
ifcObjectDefinition | ifcObject | ifcProduct | ifcElement | ifcBuildingElement | ifcBuildingElement | ifcWindow |  | USERDEFINED | definido pelo usuário | edifício - portas e janelas | OST_Windows
ifcObjectDefinition | ifcObject | ifcProduct | ifcElement | ifcBuildingElement | ifcBuildingElement | ifcWindow |  | NOTDEFINED | não definido | edifício - portas e janelas | OST_Windows
ifcObjectDefinition | ifcObject | ifcProduct | ifcPositioningElement | ifcGrid |  |  |  | Enum_ENU | Enum_BRA | Classes_IFC
ifcObjectDefinition | ifcObject | ifcProduct | ifcPositioningElement | ifcGrid |  |  |  | RECTANGULAR | eixo retangular | estrutura - eixos | OST_Grids
ifcObjectDefinition | ifcObject | ifcProduct | ifcPositioningElement | ifcGrid |  |  |  | RADIAL | eixo radial | estrutura - eixos | OST_Grids
ifcObjectDefinition | ifcObject | ifcProduct | ifcPositioningElement | ifcGrid |  |  |  | TRIANGULAR | eixo triangular | estrutura - eixos | OST_Grids
ifcObjectDefinition | ifcObject | ifcProduct | ifcPositioningElement | ifcGrid |  |  |  | IRREGULAR | eixo irregular | estrutura - eixos | OST_Grids
ifcObjectDefinition | ifcObject | ifcProduct | ifcPositioningElement | ifcGrid |  |  |  | USERDEFINED | definido pelo usuário | estrutura - eixos | OST_Grids
ifcObjectDefinition | ifcObject | ifcProduct | ifcPositioningElement | ifcGrid |  |  |  | NOTDEFINED | não definido | estrutura - eixos | OST_Grids
ifc_N1: ifcObjectDefinition; ifc_N2: ifcObject; ifc_N3: ifcControl; ifc_N4: ifcActionRequest | Enum_ENU | Enum_BRA | Classes_IFC
ifc_N1: ifcObjectDefinition; ifc_N2: ifcObject; ifc_N3: ifcControl; ifc_N4: ifcActionRequest | EMAIL | e-mail | requisições
ifc_N1: ifcObjectDefinition; ifc_N2: ifcObject; ifc_N3: ifcControl; ifc_N4: ifcActionRequest | FAX | fax | requisições
ifc_N1: ifcObjectDefinition; ifc_N2: ifcObject; ifc_N3: ifcControl; ifc_N4: ifcActionRequest | PHONE | telefonica | requisições
ifc_N1: ifcObjectDefinition; ifc_N2: ifcObject; ifc_N3: ifcControl; ifc_N4: ifcActionRequest | POST | correio | requisições
ifc_N1: ifcObjectDefinition; ifc_N2: ifcObject; ifc_N3: ifcControl; ifc_N4: ifcActionRequest | VERBAL | verbal | requisições
ifc_N1: ifcObjectDefinition; ifc_N2: ifcObject; ifc_N3: ifcControl; ifc_N4: ifcActionRequest | USERDEFINED | definido pelo usuário | requisições
ifc_N1: ifcObjectDefinition; ifc_N2: ifcObject; ifc_N3: ifcControl; ifc_N4: ifcActionRequest | NOTDEFINED | não definido | requisições
ifc_N1: ifcObjectDefinition; ifc_N2: ifcObject; ifc_N3: ifcControl; ifc_N4: ifcCostItem | Enum_ENU | Enum_BRA | Classes_IFC
ifc_N1: ifcObjectDefinition; ifc_N2: ifcObject; ifc_N3: ifcControl; ifc_N4: ifcCostItem | USERDEFINED | definido pelo usuário | custos
ifc_N1: ifcObjectDefinition; ifc_N2: ifcObject; ifc_N3: ifcControl; ifc_N4: ifcCostItem | NOTDEFINED | não definido | custos
ifc_N1: ifcObjectDefinition; ifc_N2: ifcObject; ifc_N3: ifcControl; ifc_N4: ifcCostSchedule | Enum_ENU | Enum_BRA | Classes_IFC
ifc_N1: ifcObjectDefinition; ifc_N2: ifcObject; ifc_N3: ifcControl; ifc_N4: ifcCostSchedule | BUDGET | orçamento | planilhamento orçamentário | OST_Schedules
ifc_N1: ifcObjectDefinition; ifc_N2: ifcObject; ifc_N3: ifcControl; ifc_N4: ifcCostSchedule | COSTPLAN | preorçamento | planilhamento orçamentário | OST_Schedules
ifc_N1: ifcObjectDefinition; ifc_N2: ifcObject; ifc_N3: ifcControl; ifc_N4: ifcCostSchedule | ESTIMATE | estimativa | planilhamento orçamentário | OST_Schedules
ifc_N1: ifcObjectDefinition; ifc_N2: ifcObject; ifc_N3: ifcControl; ifc_N4: ifcCostSchedule | TENDER | oferta | planilhamento orçamentário | OST_Schedules
ifc_N1: ifcObjectDefinition; ifc_N2: ifcObject; ifc_N3: ifcControl; ifc_N4: ifcCostSchedule | PRICEDBILLOFQUANTITIES | contas pagas | planilhamento orçamentário | OST_Schedules
ifc_N1: ifcObjectDefinition; ifc_N2: ifcObject; ifc_N3: ifcControl; ifc_N4: ifcCostSchedule | UNPRICEDBILLOFQUANTITIES | contas a pagar | planilhamento orçamentário | OST_Schedules
ifc_N1: ifcObjectDefinition; ifc_N2: ifcObject; ifc_N3: ifcControl; ifc_N4: ifcCostSchedule | SCHEDULEOFRATES | taxas de contratação | planilhamento orçamentário | OST_Schedules
ifc_N1: ifcObjectDefinition; ifc_N2: ifcObject; ifc_N3: ifcControl; ifc_N4: ifcCostSchedule | USERDEFINED | definido pelo usuário | planilhamento orçamentário | OST_Schedules
ifc_N1: ifcObjectDefinition; ifc_N2: ifcObject; ifc_N3: ifcControl; ifc_N4: ifcCostSchedule | NOTDEFINED | não definido | planilhamento orçamentário | OST_Schedules
ifc_N1: ifcObjectDefinition; ifc_N2: ifcObject; ifc_N3: ifcControl; ifc_N4: ifcPerformanceHistory | Enum_ENU | Enum_BRA | Classes_IFC
ifc_N1: ifcObjectDefinition; ifc_N2: ifcObject; ifc_N3: ifcControl; ifc_N4: ifcPerformanceHistory | USERDEFINED | definido pelo usuário | controle obra
ifc_N1: ifcObjectDefinition; ifc_N2: ifcObject; ifc_N3: ifcControl; ifc_N4: ifcPerformanceHistory | NOTDEFINED | não definido | controle obra
ifc_N1: ifcObjectDefinition; ifc_N2: ifcObject; ifc_N3: ifcControl; ifc_N4: ifcPermit | Enum_ENU | Enum_BRA | Classes_IFC
ifc_N1: ifcObjectDefinition; ifc_N2: ifcObject; ifc_N3: ifcControl; ifc_N4: ifcPermit | ACCESS | de acesso | permissões
ifc_N1: ifcObjectDefinition; ifc_N2: ifcObject; ifc_N3: ifcControl; ifc_N4: ifcPermit | BUILDING | de construção | permissões
ifc_N1: ifcObjectDefinition; ifc_N2: ifcObject; ifc_N3: ifcControl; ifc_N4: ifcPermit | WORK | de trabalho | permissões
ifc_N1: ifcObjectDefinition; ifc_N2: ifcObject; ifc_N3: ifcControl; ifc_N4: ifcPermit | USERDEFINED | definido pelo usuário | permissões
ifc_N1: ifcObjectDefinition; ifc_N2: ifcObject; ifc_N3: ifcControl; ifc_N4: ifcPermit | NOTDEFINED | não definido | permissões
ifc_N1: ifcObjectDefinition; ifc_N2: ifcObject; ifc_N3: ifcControl; ifc_N4: ifcProjectOrder | Enum_ENU | Enum_BRA | Classes_IFC
ifc_N1: ifcObjectDefinition; ifc_N2: ifcObject; ifc_N3: ifcControl; ifc_N4: ifcProjectOrder | CHANGEORDER | ordem de troca | ordens de servício
ifc_N1: ifcObjectDefinition; ifc_N2: ifcObject; ifc_N3: ifcControl; ifc_N4: ifcProjectOrder | MAINTENANCEWORKORDER | ordem de trabalho de manutenção | ordens de servício
ifc_N1: ifcObjectDefinition; ifc_N2: ifcObject; ifc_N3: ifcControl; ifc_N4: ifcProjectOrder | MOVEORDER | ordem de mudança | ordens de servício
ifc_N1: ifcObjectDefinition; ifc_N2: ifcObject; ifc_N3: ifcControl; ifc_N4: ifcProjectOrder | PURCHASEORDER | ordem de compra | ordens de servício
ifc_N1: ifcObjectDefinition; ifc_N2: ifcObject; ifc_N3: ifcControl; ifc_N4: ifcProjectOrder | WORKORDER | ordem de trabalho | ordens de servício
ifc_N1: ifcObjectDefinition; ifc_N2: ifcObject; ifc_N3: ifcControl; ifc_N4: ifcProjectOrder | USERDEFINED | definido pelo usuário | ordens de servício
ifc_N1: ifcObjectDefinition; ifc_N2: ifcObject; ifc_N3: ifcControl; ifc_N4: ifcProjectOrder | NOTDEFINED | não definido | ordens de servício
ifc_N1: ifcObjectDefinition; ifc_N2: ifcObject; ifc_N3: ifcControl; ifc_N4: ifcWorkCalendar | Enum_ENU | Enum_BRA | Classes_IFC
ifc_N1: ifcObjectDefinition; ifc_N2: ifcObject; ifc_N3: ifcControl; ifc_N4: ifcWorkCalendar | FIRSTSHIFT | primeiro turno | calendário obra
ifc_N1: ifcObjectDefinition; ifc_N2: ifcObject; ifc_N3: ifcControl; ifc_N4: ifcWorkCalendar | SECONDSHIFT | segundo turno | calendário obra
ifc_N1: ifcObjectDefinition; ifc_N2: ifcObject; ifc_N3: ifcControl; ifc_N4: ifcWorkCalendar | THIRDSHIFT | terceiro turno | calendário obra
ifc_N1: ifcObjectDefinition; ifc_N2: ifcObject; ifc_N3: ifcControl; ifc_N4: ifcWorkCalendar | USERDEFINED | definido pelo usuário | calendário obra
ifc_N1: ifcObjectDefinition; ifc_N2: ifcObject; ifc_N3: ifcControl; ifc_N4: ifcWorkCalendar | NOTDEFINED | não definido | calendário obra
ifcObjectDefinition | ifcObject | ifcControl | ifcWorkControl | ifcWorkPlan |  |  |  | Enum_ENU | Enum_BRA | Classes_IFC
ifcObjectDefinition | ifcObject | ifcControl | ifcWorkControl | ifcWorkPlan |  |  |  | ACTUAL | real | controle laboral
ifcObjectDefinition | ifcObject | ifcControl | ifcWorkControl | ifcWorkPlan |  |  |  | BASELINE | base | controle laboral
ifcObjectDefinition | ifcObject | ifcControl | ifcWorkControl | ifcWorkPlan |  |  |  | PLANNED | planejado | controle laboral
ifcObjectDefinition | ifcObject | ifcControl | ifcWorkControl | ifcWorkPlan |  |  |  | USERDEFINED | definido pelo usuário | controle laboral
ifcObjectDefinition | ifcObject | ifcControl | ifcWorkControl | ifcWorkPlan |  |  |  | NOTDEFINED | não definido | controle laboral
ifcObjectDefinition | ifcObject | ifcControl | ifcWorkControl | ifcWorkSchedule |  |  |  | Enum_ENU | Enum_BRA | Classes_IFC
ifcObjectDefinition | ifcObject | ifcControl | ifcWorkControl | ifcWorkSchedule |  |  |  | ACTUAL | real | cronograma obra
ifcObjectDefinition | ifcObject | ifcControl | ifcWorkControl | ifcWorkSchedule |  |  |  | BASELINE | base | cronograma obra
ifcObjectDefinition | ifcObject | ifcControl | ifcWorkControl | ifcWorkSchedule |  |  |  | PLANNED | planejado | cronograma obra
ifcObjectDefinition | ifcObject | ifcControl | ifcWorkControl | ifcWorkSchedule |  |  |  | USERDEFINED | definido pelo usuário | cronograma obra
ifcObjectDefinition | ifcObject | ifcControl | ifcWorkControl | ifcWorkSchedule |  |  |  | NOTDEFINED | não definido | cronograma obra
ifc_N1: ifcObjectDefinition; ifc_N2: ifcObject; ifc_N3: ifcActor; ifc_N4: ifcOccupant | Enum_ENU | Enum_BRA | Classes_IFC
ifc_N1: ifcObjectDefinition; ifc_N2: ifcObject; ifc_N3: ifcActor; ifc_N4: ifcOccupant | ASSIGNEE | cessionário | agentes
ifc_N1: ifcObjectDefinition; ifc_N2: ifcObject; ifc_N3: ifcActor; ifc_N4: ifcOccupant | ASSIGNOR | cedente | agentes
ifc_N1: ifcObjectDefinition; ifc_N2: ifcObject; ifc_N3: ifcActor; ifc_N4: ifcOccupant | LESSEE | locatário | agentes
ifc_N1: ifcObjectDefinition; ifc_N2: ifcObject; ifc_N3: ifcActor; ifc_N4: ifcOccupant | LESSOR | locador | agentes
ifc_N1: ifcObjectDefinition; ifc_N2: ifcObject; ifc_N3: ifcActor; ifc_N4: ifcOccupant | LETTINGAGENT | corretor | agentes
ifc_N1: ifcObjectDefinition; ifc_N2: ifcObject; ifc_N3: ifcActor; ifc_N4: ifcOccupant | OWNER | proprietário | agentes
ifc_N1: ifcObjectDefinition; ifc_N2: ifcObject; ifc_N3: ifcActor; ifc_N4: ifcOccupant | TENANT | inquilino | agentes
ifc_N1: ifcObjectDefinition; ifc_N2: ifcObject; ifc_N3: ifcActor; ifc_N4: ifcOccupant | USERDEFINED | definido pelo usuário | agentes
ifc_N1: ifcObjectDefinition; ifc_N2: ifcObject; ifc_N3: ifcActor; ifc_N4: ifcOccupant | NOTDEFINED | não definido | agentes
ifc_N1: ifcObjectDefinition; ifc_N2: ifcObject; ifc_N3: ifcGroup; ifc_N4: ifcAsset | Enum_ENU | Enum_BRA | Classes_IFC
ifc_N1: ifcObjectDefinition; ifc_N2: ifcObject; ifc_N3: ifcGroup; ifc_N4: ifcAsset | USERDEFINED | definido pelo usuário | ativos
ifc_N1: ifcObjectDefinition; ifc_N2: ifcObject; ifc_N3: ifcGroup; ifc_N4: ifcAsset | NOTDEFINED | não definido | ativos
ifc_N1: ifcObjectDefinition; ifc_N2: ifcObject; ifc_N3: ifcGroup; ifc_N4: ifcInventory | Enum_ENU | Enum_BRA | Classes_IFC
ifc_N1: ifcObjectDefinition; ifc_N2: ifcObject; ifc_N3: ifcGroup; ifc_N4: ifcInventory | ASSETINVENTORY | patrimônio | inventário
ifc_N1: ifcObjectDefinition; ifc_N2: ifcObject; ifc_N3: ifcGroup; ifc_N4: ifcInventory | SPACEINVENTORY | patrimônio de espaços | inventário
ifc_N1: ifcObjectDefinition; ifc_N2: ifcObject; ifc_N3: ifcGroup; ifc_N4: ifcInventory | FURNITUREINVENTORY | patrimônio de mobiliário | inventário
ifc_N1: ifcObjectDefinition; ifc_N2: ifcObject; ifc_N3: ifcGroup; ifc_N4: ifcInventory | USERDEFINED | definido pelo usuário | inventário
ifc_N1: ifcObjectDefinition; ifc_N2: ifcObject; ifc_N3: ifcGroup; ifc_N4: ifcInventory | NOTDEFINED | não definido | inventário
ifc_N1: ifcObjectDefinition; ifc_N2: ifcObject; ifc_N3: ifcGroup; ifc_N4: ifcStructuralLoadGroup | Enum_ENU | Enum_BRA | Classes_IFC
ifc_N1: ifcObjectDefinition; ifc_N2: ifcObject; ifc_N3: ifcGroup; ifc_N4: ifcStructuralLoadGroup | LOAD_GROUP | cargas | estrutura - cargas | OST_Load | OST_PointLoads | OST_LineLoads | OST_AreaLoads
ifc_N1: ifcObjectDefinition; ifc_N2: ifcObject; ifc_N3: ifcGroup; ifc_N4: ifcStructuralLoadGroup | LOAD_CASE | carga | estrutura - cargas | OST_LoadCases | OST_LoadCasesSnow | OST_LoadCasesWind | OST_LoadCasesSeismic | OST_LoadCasesDead | OST_LoadCasesLive
ifc_N1: ifcObjectDefinition; ifc_N2: ifcObject; ifc_N3: ifcGroup; ifc_N4: ifcStructuralLoadGroup | LOAD_COMBINATION | combinação de cargas | estrutura - cargas | OST_LoadCases | OST_LoadCasesSnow | OST_LoadCasesWind | OST_LoadCasesSeismic | OST_LoadCasesDead | OST_LoadCasesLive
ifc_N1: ifcObjectDefinition; ifc_N2: ifcObject; ifc_N3: ifcGroup; ifc_N4: ifcStructuralLoadGroup | USERDEFINED | definido pelo usuário | estrutura - cargas | OST_Load
ifc_N1: ifcObjectDefinition; ifc_N2: ifcObject; ifc_N3: ifcGroup; ifc_N4: ifcStructuralLoadGroup | NOTDEFINED | não definido | estrutura - cargas | OST_Load
ifcObjectDefinition | ifcObject | ifcGroup | ifcStructuralLoadGroup | ifcStructuralLoadCase |  |  |  | Enum_ENU | Enum_BRA | Classes_IFC
ifcObjectDefinition | ifcObject | ifcGroup | ifcStructuralLoadGroup | ifcStructuralLoadCase |  |  |  | USERDEFINED | definido pelo usuário | estrutura - cargas casos | OST_LoadCasesSnow | OST_LoadCasesWind | OST_LoadCasesSeismic | OST_LoadCasesDead | OST_LoadCasesLive
ifcObjectDefinition | ifcObject | ifcGroup | ifcStructuralLoadGroup | ifcStructuralLoadCase |  |  |  | NOTDEFINED | não definido | estrutura - cargas casos | OST_LoadCasesSnow | OST_LoadCasesWind | OST_LoadCasesSeismic | OST_LoadCasesDead | OST_LoadCasesLive
ifc_N1: ifcObjectDefinition; ifc_N2: ifcObject; ifc_N3: ifcGroup; ifc_N4: ifcStructuralResultGroup | Enum_ENU | Enum_BRA | Classes_IFC
ifc_N1: ifcObjectDefinition; ifc_N2: ifcObject; ifc_N3: ifcGroup; ifc_N4: ifcStructuralResultGroup | USERDEFINED | definido pelo usuário | estrutura - cargas resultados | OST_LoadCasesSnow | OST_LoadCasesWind | OST_LoadCasesSeismic | OST_LoadCasesDead | OST_LoadCasesLive
ifc_N1: ifcObjectDefinition; ifc_N2: ifcObject; ifc_N3: ifcGroup; ifc_N4: ifcStructuralResultGroup | NOTDEFINED | não definido | estrutura - cargas resultados | OST_LoadCasesSnow | OST_LoadCasesWind | OST_LoadCasesSeismic | OST_LoadCasesDead | OST_LoadCasesLive
ifc_N1: ifcObjectDefinition; ifc_N2: ifcObject; ifc_N3: ifcProcess; ifc_N4: ifcEvent | Enum_ENU | Enum_BRA | Classes_IFC
ifc_N1: ifcObjectDefinition; ifc_N2: ifcObject; ifc_N3: ifcProcess; ifc_N4: ifcEvent | STARTEVENT | inicial | eventos | OST_Phases
ifc_N1: ifcObjectDefinition; ifc_N2: ifcObject; ifc_N3: ifcProcess; ifc_N4: ifcEvent | ENDEVENT | final | eventos | OST_Phases
ifc_N1: ifcObjectDefinition; ifc_N2: ifcObject; ifc_N3: ifcProcess; ifc_N4: ifcEvent | INTERMEDIATEEVENT | intermediário | eventos | OST_Phases
ifc_N1: ifcObjectDefinition; ifc_N2: ifcObject; ifc_N3: ifcProcess; ifc_N4: ifcEvent | USERDEFINED | definido pelo usuário | eventos | OST_Phases
ifc_N1: ifcObjectDefinition; ifc_N2: ifcObject; ifc_N3: ifcProcess; ifc_N4: ifcEvent | NOTDEFINED | não definido | eventos | OST_Phases
ifc_N1: ifcObjectDefinition; ifc_N2: ifcObject; ifc_N3: ifcProcess; ifc_N4: ifcProcedure | Enum_ENU | Enum_BRA | Classes_IFC
ifc_N1: ifcObjectDefinition; ifc_N2: ifcObject; ifc_N3: ifcProcess; ifc_N4: ifcProcedure | ADVICE_CAUTION | nota de precaução | procedimentos
ifc_N1: ifcObjectDefinition; ifc_N2: ifcObject; ifc_N3: ifcProcess; ifc_N4: ifcProcedure | ADVICE_NOTE | nota de aviso | procedimentos
ifc_N1: ifcObjectDefinition; ifc_N2: ifcObject; ifc_N3: ifcProcess; ifc_N4: ifcProcedure | ADVICE_WARNING | nota de advertência | procedimentos
ifc_N1: ifcObjectDefinition; ifc_N2: ifcObject; ifc_N3: ifcProcess; ifc_N4: ifcProcedure | CALIBRATION | calibragem | procedimentos
ifc_N1: ifcObjectDefinition; ifc_N2: ifcObject; ifc_N3: ifcProcess; ifc_N4: ifcProcedure | DIAGNOSTIC | diagnóstico | procedimentos
ifc_N1: ifcObjectDefinition; ifc_N2: ifcObject; ifc_N3: ifcProcess; ifc_N4: ifcProcedure | SHUTDOWN | encerramento | procedimentos
ifc_N1: ifcObjectDefinition; ifc_N2: ifcObject; ifc_N3: ifcProcess; ifc_N4: ifcProcedure | STARTUP | lançamento | procedimentos
ifc_N1: ifcObjectDefinition; ifc_N2: ifcObject; ifc_N3: ifcProcess; ifc_N4: ifcProcedure | USERDEFINED | definido pelo usuário | procedimentos
ifc_N1: ifcObjectDefinition; ifc_N2: ifcObject; ifc_N3: ifcProcess; ifc_N4: ifcProcedure | NOTDEFINED | não definido | procedimentos
ifc_N1: ifcObjectDefinition; ifc_N2: ifcObject; ifc_N3: ifcProcess; ifc_N4: ifcTask | Enum_ENU | Enum_BRA | Classes_IFC
ifc_N1: ifcObjectDefinition; ifc_N2: ifcObject; ifc_N3: ifcProcess; ifc_N4: ifcTask | ATTENDANCE | atendimento | tarefas
ifc_N1: ifcObjectDefinition; ifc_N2: ifcObject; ifc_N3: ifcProcess; ifc_N4: ifcTask | CONSTRUCTION | construção | tarefas
ifc_N1: ifcObjectDefinition; ifc_N2: ifcObject; ifc_N3: ifcProcess; ifc_N4: ifcTask | DEMOLITION | demolição | tarefas
ifc_N1: ifcObjectDefinition; ifc_N2: ifcObject; ifc_N3: ifcProcess; ifc_N4: ifcTask | DISMANTLE | desmontagem | tarefas
ifc_N1: ifcObjectDefinition; ifc_N2: ifcObject; ifc_N3: ifcProcess; ifc_N4: ifcTask | DISPOSAL | descarte | tarefas
ifc_N1: ifcObjectDefinition; ifc_N2: ifcObject; ifc_N3: ifcProcess; ifc_N4: ifcTask | INSTALLATION | instalação | tarefas
ifc_N1: ifcObjectDefinition; ifc_N2: ifcObject; ifc_N3: ifcProcess; ifc_N4: ifcTask | LOGISTIC | logística | tarefas
ifc_N1: ifcObjectDefinition; ifc_N2: ifcObject; ifc_N3: ifcProcess; ifc_N4: ifcTask | MAINTENANCE | manutenção | tarefas
ifc_N1: ifcObjectDefinition; ifc_N2: ifcObject; ifc_N3: ifcProcess; ifc_N4: ifcTask | MOVE | movimentação | tarefas
ifc_N1: ifcObjectDefinition; ifc_N2: ifcObject; ifc_N3: ifcProcess; ifc_N4: ifcTask | OPERATION | operação | tarefas
ifc_N1: ifcObjectDefinition; ifc_N2: ifcObject; ifc_N3: ifcProcess; ifc_N4: ifcTask | REMOVAL | remoção | tarefas
ifc_N1: ifcObjectDefinition; ifc_N2: ifcObject; ifc_N3: ifcProcess; ifc_N4: ifcTask | RENOVATION | renovação | tarefas
ifc_N1: ifcObjectDefinition; ifc_N2: ifcObject; ifc_N3: ifcProcess; ifc_N4: ifcTask | USERDEFINED | definido pelo usuário | tarefas
ifc_N1: ifcObjectDefinition; ifc_N2: ifcObject; ifc_N3: ifcProcess; ifc_N4: ifcTask | NOTDEFINED | não definido | tarefas
ifcObjectDefinition | ifcObject | ifcResource | ifcConstructionResource | ifcConstructionEquipmentResource |  |  |  | Enum_ENU | Enum_BRA | Classes_IFC
ifcObjectDefinition | ifcObject | ifcResource | ifcConstructionResource | ifcConstructionEquipmentResource |  |  |  | DEMOLISHING | equip. de demolição | recursos de equipamentos | OST_SpecialityEquipment
ifcObjectDefinition | ifcObject | ifcResource | ifcConstructionResource | ifcConstructionEquipmentResource |  |  |  | EARTHMOVING | equip. de movimentação terreno | recursos de equipamentos | OST_SpecialityEquipment
ifcObjectDefinition | ifcObject | ifcResource | ifcConstructionResource | ifcConstructionEquipmentResource |  |  |  | ERECTING | equip. de ereção | recursos de equipamentos | OST_SpecialityEquipment
ifcObjectDefinition | ifcObject | ifcResource | ifcConstructionResource | ifcConstructionEquipmentResource |  |  |  | HEATING | equip. de aquecimento | recursos de equipamentos | OST_SpecialityEquipment
ifcObjectDefinition | ifcObject | ifcResource | ifcConstructionResource | ifcConstructionEquipmentResource |  |  |  | LIGHTING | equip. de iluminação | recursos de equipamentos | OST_ElectricalEquipment
ifcObjectDefinition | ifcObject | ifcResource | ifcConstructionResource | ifcConstructionEquipmentResource |  |  |  | PAVING | equip. de pavimentação | recursos de equipamentos | OST_SpecialityEquipment
ifcObjectDefinition | ifcObject | ifcResource | ifcConstructionResource | ifcConstructionEquipmentResource |  |  |  | PUMPING | equip. de bombeamento | recursos de equipamentos | OST_MechanicalEquipment
ifcObjectDefinition | ifcObject | ifcResource | ifcConstructionResource | ifcConstructionEquipmentResource |  |  |  | TRANSPORTING | equip. de transporte | recursos de equipamentos | OST_SpecialityEquipment
ifcObjectDefinition | ifcObject | ifcResource | ifcConstructionResource | ifcConstructionEquipmentResource |  |  |  | USERDEFINED | definido pelo usuário | recursos de equipamentos | OST_SpecialityEquipment
ifcObjectDefinition | ifcObject | ifcResource | ifcConstructionResource | ifcConstructionEquipmentResource |  |  |  | NOTDEFINED | não definido | recursos de equipamentos | OST_SpecialityEquipment
ifcObjectDefinition | ifcObject | ifcResource | ifcConstructionResource | ifcConstructionMaterialResource |  |  |  | Enum_ENU | Enum_BRA | Classes_IFC
ifcObjectDefinition | ifcObject | ifcResource | ifcConstructionResource | ifcConstructionMaterialResource |  |  |  | AGGREGATES | agregados | recursos de materiais | OST_Materials
ifcObjectDefinition | ifcObject | ifcResource | ifcConstructionResource | ifcConstructionMaterialResource |  |  |  | CONCRETE | concretos | recursos de materiais | OST_Materials
ifcObjectDefinition | ifcObject | ifcResource | ifcConstructionResource | ifcConstructionMaterialResource |  |  |  | DRYWALL | drywall | recursos de materiais | OST_Materials
ifcObjectDefinition | ifcObject | ifcResource | ifcConstructionResource | ifcConstructionMaterialResource |  |  |  | FUEL | combustíveis | recursos de materiais | OST_Materials
ifcObjectDefinition | ifcObject | ifcResource | ifcConstructionResource | ifcConstructionMaterialResource |  |  |  | GYPSUM | gessos | recursos de materiais | OST_Materials
ifcObjectDefinition | ifcObject | ifcResource | ifcConstructionResource | ifcConstructionMaterialResource |  |  |  | MASONRY | alvenarias | recursos de materiais | OST_Materials
ifcObjectDefinition | ifcObject | ifcResource | ifcConstructionResource | ifcConstructionMaterialResource |  |  |  | METAL | metais | recursos de materiais | OST_Materials
ifcObjectDefinition | ifcObject | ifcResource | ifcConstructionResource | ifcConstructionMaterialResource |  |  |  | PLASTIC | plásticos | recursos de materiais | OST_Materials
ifcObjectDefinition | ifcObject | ifcResource | ifcConstructionResource | ifcConstructionMaterialResource |  |  |  | WOOD | madeiras | recursos de materiais | OST_Materials
ifcObjectDefinition | ifcObject | ifcResource | ifcConstructionResource | ifcConstructionMaterialResource |  |  |  | USERDEFINED | definido pelo usuário | recursos de materiais | OST_Materials
ifcObjectDefinition | ifcObject | ifcResource | ifcConstructionResource | ifcConstructionMaterialResource |  |  |  | NOTDEFINED | não definido | recursos de materiais | OST_Materials
ifcObjectDefinition | ifcObject | ifcResource | ifcConstructionResource | ifcConstructionProductResource |  |  |  | Enum_ENU | Enum_BRA | Classes_IFC
ifcObjectDefinition | ifcObject | ifcResource | ifcConstructionResource | ifcConstructionProductResource |  |  |  | ASSEMBLY | de montagem | recursos para produtos
ifcObjectDefinition | ifcObject | ifcResource | ifcConstructionResource | ifcConstructionProductResource |  |  |  | FORMWORK | fôrmas | recursos para produtos
ifcObjectDefinition | ifcObject | ifcResource | ifcConstructionResource | ifcConstructionProductResource |  |  |  | USERDEFINED | definido pelo usuário | recursos para produtos
ifcObjectDefinition | ifcObject | ifcResource | ifcConstructionResource | ifcConstructionProductResource |  |  |  | NOTDEFINED | não definido | recursos para produtos
ifcObjectDefinition | ifcObject | ifcResource | ifcConstructionResource | ifcCrewResource |  |  |  | Enum_ENU | Enum_BRA | Classes_IFC
ifcObjectDefinition | ifcObject | ifcResource | ifcConstructionResource | ifcCrewResource |  |  |  | OFFICE | escritório | recursos humanos
ifcObjectDefinition | ifcObject | ifcResource | ifcConstructionResource | ifcCrewResource |  |  |  | SITE | obra | recursos humanos
ifcObjectDefinition | ifcObject | ifcResource | ifcConstructionResource | ifcCrewResource |  |  |  | USERDEFINED | definido pelo usuário | recursos humanos
ifcObjectDefinition | ifcObject | ifcResource | ifcConstructionResource | ifcCrewResource |  |  |  | NOTDEFINED | não definido | recursos humanos
ifcObjectDefinition | ifcObject | ifcResource | ifcConstructionResource | ifcLaborResource |  |  |  | Enum_ENU | Enum_BRA | Classes_IFC
ifcObjectDefinition | ifcObject | ifcResource | ifcConstructionResource | ifcLaborResource |  |  |  | ADMINISTRATION | administrativos | recursos humanos específicos
ifcObjectDefinition | ifcObject | ifcResource | ifcConstructionResource | ifcLaborResource |  |  |  | CARPENTRY | marcenaria | recursos humanos específicos
ifcObjectDefinition | ifcObject | ifcResource | ifcConstructionResource | ifcLaborResource |  |  |  | CLEANING | limpeza | recursos humanos específicos
ifcObjectDefinition | ifcObject | ifcResource | ifcConstructionResource | ifcLaborResource |  |  |  | CONCRETE | concretos | recursos humanos específicos
ifcObjectDefinition | ifcObject | ifcResource | ifcConstructionResource | ifcLaborResource |  |  |  | DRYWALL | drywall | recursos humanos específicos
ifcObjectDefinition | ifcObject | ifcResource | ifcConstructionResource | ifcLaborResource |  |  |  | ELECTRIC | eletricista | recursos humanos específicos
ifcObjectDefinition | ifcObject | ifcResource | ifcConstructionResource | ifcLaborResource |  |  |  | FINISHING | acabamentos e marcenaria | recursos humanos específicos
ifcObjectDefinition | ifcObject | ifcResource | ifcConstructionResource | ifcLaborResource |  |  |  | FLOORING | pisos | recursos humanos específicos
ifcObjectDefinition | ifcObject | ifcResource | ifcConstructionResource | ifcLaborResource |  |  |  | GENERAL | geral | recursos humanos específicos
ifcObjectDefinition | ifcObject | ifcResource | ifcConstructionResource | ifcLaborResource |  |  |  | HVAC | HVAC | recursos humanos específicos
ifcObjectDefinition | ifcObject | ifcResource | ifcConstructionResource | ifcLaborResource |  |  |  | LANDSCAPING | jardinagem | recursos humanos específicos
ifcObjectDefinition | ifcObject | ifcResource | ifcConstructionResource | ifcLaborResource |  |  |  | MASONRY | alvenarias | recursos humanos específicos
ifcObjectDefinition | ifcObject | ifcResource | ifcConstructionResource | ifcLaborResource |  |  |  | PAINTING | pintor | recursos humanos específicos
ifcObjectDefinition | ifcObject | ifcResource | ifcConstructionResource | ifcLaborResource |  |  |  | PAVING | asfaltos | recursos humanos específicos
ifcObjectDefinition | ifcObject | ifcResource | ifcConstructionResource | ifcLaborResource |  |  |  | PLUMBING | bombeiros | recursos humanos específicos
ifcObjectDefinition | ifcObject | ifcResource | ifcConstructionResource | ifcLaborResource |  |  |  | ROOFING | telhados | recursos humanos específicos
ifcObjectDefinition | ifcObject | ifcResource | ifcConstructionResource | ifcLaborResource |  |  |  | SITEGRADING | cercas | recursos humanos específicos
ifcObjectDefinition | ifcObject | ifcResource | ifcConstructionResource | ifcLaborResource |  |  |  | STEELWORK | metálica | recursos humanos específicos
ifcObjectDefinition | ifcObject | ifcResource | ifcConstructionResource | ifcLaborResource |  |  |  | SURVEYING | agrimensura | recursos humanos específicos
ifcObjectDefinition | ifcObject | ifcResource | ifcConstructionResource | ifcLaborResource |  |  |  | USERDEFINED | definido pelo usuário | recursos humanos específicos
ifcObjectDefinition | ifcObject | ifcResource | ifcConstructionResource | ifcLaborResource |  |  |  | NOTDEFINED | não definido | recursos humanos específicos
ifcObjectDefinition | ifcObject | ifcResource | ifcConstructionResource | ifcSubContractResource |  |  |  | Enum_ENU | Enum_BRA | Classes_IFC
ifcObjectDefinition | ifcObject | ifcResource | ifcConstructionResource | ifcSubContractResource |  |  |  | PURCHASE | fornecedores | recursos terceirizados
ifcObjectDefinition | ifcObject | ifcResource | ifcConstructionResource | ifcSubContractResource |  |  |  | WORK | operários | recursos terceirizados
ifcObjectDefinition | ifcObject | ifcResource | ifcConstructionResource | ifcSubContractResource |  |  |  | USERDEFINED | definido pelo usuário | recursos terceirizados
ifcObjectDefinition | ifcObject | ifcResource | ifcConstructionResource | ifcSubContractResource |  |  |  | NOTDEFINED | não definido | recursos terceirizados